## Thermal reduction reasoning (hidden)
Reasoning for reduction to thermal loading
Thermal maxima and minima are not likely to occur in quick succession. The maximum temperatures will occur over the summer months, during which the average temperature will be above the minimum casting temperature (used to determine the temperature range). The higher average temperature will cause thermal stresses to develop, which will relax over time (consistent with long term loading). Only the remainder of the maximum uniform temperature is then applied on top of this as an "instantaneous" stress (consistent with short term loading). The principal is the same for thermal contraction, whereby the minimum temperature will occur during the winter months.
It has been assumed that half of the thermal effects can be applied as long term loading and therefore only half applies as short term loading. To model the differing material stiffness under thermal loading the Young's Modulus of all concrete members has been scaled to represent 50% short term stiffness (28GPa) and 50% long term stiffness (14GPa) i.e. 21GPa. This stiffness has been used to determine the pile loading under thermal effects only.
Only thermal loads shall be affected by the change in stiffness described above. As the thermal loads shall be applied in combination with short term loading (such as fender and mooring loads). To avoid misrepresenting the stiffness of the suspended deck under these combinations the Young's Modulus shall be retained for short term loading in the final model. However, the uniform deck temperature shall be adjusted to give loads appropriate to the reduced stiffness.
0
DR/JK
21/06/2018
253300-64
JCM
Aberdeen Harbour Expansion Project
0
0
Job No.
Member/Location
Made by
Job Title
Chd.
Date
Drg. Ref.
Sheet No.
Rev.
Calculation

## Worst case
Worst case |  | 0 | m
Inputs: | Titles | Variables | Parameter
Outputs: | General | Ok (Pass) | Fail
- This spreadsheet does not check the longitudinal shear is adequate, in accordance with cl. 6.2.3(7) for the assumed cotθ. | [6 empty] | DEFINITIONS
- References are to BS EN1992-1-1, using the UK NA where applicable; listed as either the clause, expression (in brackets), or table or figures as noted.. * following an expression reference denotes where the expression is modified as per 2011 NST 04.
INPUT DATA & GEOMETRY CHECKS |  |  |  |  | Reference
Geometry and Material Parameters:
| Diameter, D = | 1130 | mm | 1.13 | m
| cover = | 115 | mm | 0.115 | m
| Agross = | 1002874.9148 | mm2 | 1.0029 | m2
| DL = | 820 | mm | 0.82 | m
| Dw = | 880 | mm | 0.88 | m
| fck = | 40 | MPa
| γC = | 1.65 | …allowing for cast against ground |  | Table 2.1
| εc3 = | 1.75 | millistrain |  | Table 3.1
| EC = fcd / εc3 = | 11.7749 | GPa |  | Fig 3.4
| αcc for shear = | 1 |  |  | 3.1.6(1)
| fcd = | 24.2424 | MPa |  | 3.1.6(1) |  | SHEAR RESISTANCE |  |  |  | Reference
| ν1fcd = | 12.2182 | MPa |  | 6.2.3(3) |  | Moment-shear interaction factors
[8 empty] | αcMc = | 0.289
| fyw = | 500 | MPa |  | Annex C |  |  | αcMs,circ = | 0.90925
| ES = | 200 | GPa |  | 3.2.7(4) |  |  | αcMs,spir = | 0.8185
| γS = | 1.15 |  |  | Table 2.1
| fywd = | 434.7826 | MPa |  | Fig 3.8 |  | Link efficiency factors
[8 empty] | βcircz = | 0.572 | m
Longitudinal Reinforcement: | [7 empty] | bwz = | 0.69512 | m2
| Bar diameter, db = | 40 | mm | 0.04 | m |  |  | βcirc = | 0.85551
| No. Bars, nb = | 24
| As_total = | 30159.2895 | mm2 | 0.030159 | m2 |  | Resistance
| ρb = | 3.0073 | % | 0.030073 |  |  | Min Ned
[8 empty] | VRd,s (for cotθ=1) = | 1420.7948 | kN | (6.8)*
Shear Reinforcement | [7 empty] | VRd,max (for cotθ=1) = | 1135.8731 | kN | (6.9)*
| From | 0 | m below top |  |  |  |  | cotθ = | 1
| Type = | link |  | 0 |  |  |  | VRd = | 1135.8731 | kN
| Bar diameter, dbv = | 20 | mm | 0.02 | m |  |  | VEd / VRd = | 0.96111 | Pass
| Link spacing, s = | 100 | mm | 0.1 | m |  |  | for 75% utilisation | 851.9048 | kN
| Asw / s = | 3141.5927 | mm2/ m | 0.0031416 | m2/m |  | Max Ned
[8 empty] | VRd,s (for cotθ=1) = | 1420.7948 | kN | (6.8)*
[5 empty] | Link spacing satisfies limit set by EN1992-1-1 cl 9.5.3(3) |  |  | VRd,max (for cotθ=1) = | 1227.2351 | kN | (6.9)*
[8 empty] | cotθ = | 1
Design Values | [7 empty] | VRd = | 1227.2351 | kN
| VEd = | 1091.7 | kN | 1.0917 | MN |  |  | VEd / VRd = | 0.88956 | Pass
| MEd / MRd = | 0.963
Min Ned | NEd = | -2680 | kN (compression positive)
| σcp = | -1.8047 | MPa | -2.68 | MN |  | DETAILING RULES |  |  |  | Reference
| αcw | 0.92555 |  |  | 6.2.3(3) |  | Minimum shear reinforcement check |  |  |  | 6.2.1(4)
[8 empty] | ρw,min = | 0.0010119 |  | (9.5)
Max Ned | NEd = | 0 | kN (compression positive) |  |  |  |  | ρw = | 0.016267 |  | (9.4)*
| σcp = | 0 | MPa | 0 | MN |  |  | ρw / ρw,min = | 16.0753 | Pass
| αcw | 1 |  |  | 6.2.3(3)
| Extra longitudinal force = |  | 545.85 | kN
CHECK PITCH:
Open Quay Piles - West Quay- Zone A
DR/JK
21/06/2018
253300-64
JCM
r2.4
Aberdeen Harbour Expansion Project
0
Job No.
Member/Location
Made by
Job Title
Chd.
Date
Drg. Ref.
Sheet No.
Rev.
Calculation
Note on C55: Duncan Robertson: Maximum shear
Note on C56: Duncan Robertson: Applied moment from 1D=1m below point of support.
Note on B67: Duncan Robertson: Do not need to consider additional longitudinal force from shear as this is accounted for in the Med/Mrd part of shear calc.

## AR
AR |  | 0 | m
Inputs: | Titles | Variables | Parameter
Outputs: | General | Ok (Pass) | Fail
- This spreadsheet does not check the longitudinal shear is adequate, in accordance with cl. 6.2.3(7) for the assumed cotθ. | [6 empty] | DEFINITIONS
- References are to BS EN1992-1-1, using the UK NA where applicable; listed as either the clause, expression (in brackets), or table or figures as noted.. * following an expression reference denotes where the expression is modified as per 2011 NST 04.
INPUT DATA & GEOMETRY CHECKS |  |  |  |  | Reference
Geometry and Material Parameters:
| Diameter, D = | 1130 | mm | 1.13 | m
| cover = | 115 | mm | 0.115 | m
| Agross = | 1002874.9148 | mm2 | 1.0029 | m2
| DL = | 820 | mm | 0.82 | m
| Dw = | 880 | mm | 0.88 | m
| fck = | 40 | MPa
| γC = | 1.65 | …allowing for cast against ground |  | Table 2.1
| εc3 = | 1.75 | millistrain |  | Table 3.1
| EC = fcd / εc3 = | 11.7749 | GPa |  | Fig 3.4
| αcc for shear = | 1 |  |  | 3.1.6(1)
| fcd = | 24.2424 | MPa |  | 3.1.6(1) |  | SHEAR RESISTANCE |  |  |  | Reference
| ν1fcd = | 12.2182 | MPa |  | 6.2.3(3) |  | Moment-shear interaction factors
[8 empty] | αcMc = | 0.28704
| fyw = | 500 | MPa |  | Annex C |  |  | αcMs,circ = | 0.909
| ES = | 200 | GPa |  | 3.2.7(4) |  |  | αcMs,spir = | 0.818
| γS = | 1.15 |  |  | Table 2.1
| fywd = | 434.7826 | MPa |  | Fig 3.8 |  | Link efficiency factors
[8 empty] | βcircz = | 0.572 | m
Longitudinal Reinforcement: | [7 empty] | bwz = | 0.69512 | m2
| Bar diameter, db = | 40 | mm | 0.04 | m |  |  | βcirc = | 0.85551
| No. Bars, nb = | 24
| As_total = | 30159.2895 | mm2 | 0.030159 | m2 |  | Resistance
| ρb = | 3.0073 | % | 0.030073 |  |  | Min Ned
[8 empty] | VRd,s (for cotθ=1) = | 946.9361 | kN | (6.8)*
Shear Reinforcement | [7 empty] | VRd,max (for cotθ=1) = | 1127.4974 | kN | (6.9)*
| From | 0 | m below top |  |  |  |  | cotθ = | 1.1753
| Type = | link |  | 0 |  |  |  | VRd = | 1112.9457 | kN
| Bar diameter, dbv = | 20 | mm | 0.02 | m |  |  | VEd / VRd = | 0.98091 | Pass
| Link spacing, s = | 150 | mm | 0.15 | m |  |  | for 75% utilisation | 834.7092 | kN
| Asw / s = | 2094.3951 | mm2/ m | 0.0020944 | m2/m |  | Max Ned
[8 empty] | VRd,s (for cotθ=1) = | 946.9361 | kN | (6.8)*
[5 empty] | Link spacing satisfies limit set by EN1992-1-1 cl 9.5.3(3) |  |  | VRd,max (for cotθ=1) = | 1218.9175 | kN | (6.9)*
[8 empty] | cotθ = | 1.2548
Design Values | [7 empty] | VRd = | 1188.186 | kN
| VEd = | 1091.7 | kN | 1.0917 | MN |  |  | VEd / VRd = | 0.9188 | Pass
| MEd / MRd = | 0.964
Min Ned | NEd = | -2700 | kN (compression positive)
| σcp = | -1.8182 | MPa | -2.7 | MN |  | DETAILING RULES |  |  |  | Reference
| αcw | 0.925 |  |  | 6.2.3(3) |  | Minimum shear reinforcement check |  |  |  | 6.2.1(4)
[8 empty] | ρw,min = | 0.0010119 |  | (9.5)
Max Ned | NEd = | 0 | kN (compression positive) |  |  |  |  | ρw = | 0.010916 |  | (9.4)*
| σcp = | 0 | MPa | 0 | MN |  |  | ρw / ρw,min = | 10.787 | Pass
| αcw | 1 |  |  | 6.2.3(3)
| Extra longitudinal force = |  | 641.5442 | kN
CHECK PITCH:
Open Quay Piles - West Quay- Zone A
DR/JK
21/06/2018
253300-64
JCM
r2.4
Aberdeen Harbour Expansion Project
0
Job No.
Member/Location
Made by
Job Title
Chd.
Date
Drg. Ref.
Sheet No.
Rev.
Calculation
Note on C55: Duncan Robertson: Maximum shear
Note on C56: Duncan Robertson: Applied moment from 1D=1m below point of support.
Note on B67: Duncan Robertson: Do not need to consider additional longitudinal force from shear as this is accounted for in the Med/Mrd part of shear calc.

## NR
NR |  | 0 | m
Inputs: | Titles | Variables | Parameter
Outputs: | General | Ok (Pass) | Fail
- This spreadsheet does not check the longitudinal shear is adequate, in accordance with cl. 6.2.3(7) for the assumed cotθ. | [6 empty] | DEFINITIONS
- References are to BS EN1992-1-1, using the UK NA where applicable; listed as either the clause, expression (in brackets), or table or figures as noted.. * following an expression reference denotes where the expression is modified as per 2011 NST 04.
INPUT DATA & GEOMETRY CHECKS |  |  |  |  | Reference
Geometry and Material Parameters:
| Diameter, D = | 1130 | mm | 1.13 | m
| cover = | 115 | mm | 0.115 | m
| Agross = | 1002874.9148 | mm2 | 1.0029 | m2
| DL = | 828 | mm | 0.828 | m
| Dw = | 884 | mm | 0.884 | m
| fck = | 40 | MPa
| γC = | 1.65 | …allowing for cast against ground |  | Table 2.1
| εc3 = | 1.75 | millistrain |  | Table 3.1
| EC = fcd / εc3 = | 11.7749 | GPa |  | Fig 3.4
| αcc for shear = | 1 |  |  | 3.1.6(1)
| fcd = | 24.2424 | MPa |  | 3.1.6(1) |  | SHEAR RESISTANCE |  |  |  | Reference
| ν1fcd = | 12.2182 | MPa |  | 6.2.3(3) |  | Moment-shear interaction factors
[8 empty] | αcMc = | 0.64744
| fyw = | 500 | MPa |  | Annex C |  |  | αcMs,circ = | 0.955
| ES = | 200 | GPa |  | 3.2.7(4) |  |  | αcMs,spir = | 0.91
| γS = | 1.15 |  |  | Table 2.1
| fywd = | 434.7826 | MPa |  | Fig 3.8 |  | Link efficiency factors
[8 empty] | βcircz = | 0.5746 | m
Longitudinal Reinforcement: | [7 empty] | bwz = | 0.69968 | m2
| Bar diameter, db = | 40 | mm | 0.04 | m |  |  | βcirc = | 0.85813
| No. Bars, nb = | 24
| As_total = | 30159.2895 | mm2 | 0.030159 | m2 |  | Resistance
| ρb = | 3.0073 | % | 0.030073 |  |  | Min Ned
[8 empty] | VRd,s (for cotθ=1) = | 639.6019 | kN | (6.8)*
Shear Reinforcement | [7 empty] | VRd,max (for cotθ=1) = | 2780.8401 | kN | (6.9)*
| From | 0 | m below top |  |  |  |  | cotθ = | 2.5
| Type = | link |  | 0 |  |  |  | VRd = | 1599.0047 | kN
| Bar diameter, dbv = | 16 | mm | 0.016 | m |  |  | VEd / VRd = | 0.85702 | Pass
| Link spacing, s = | 150 | mm | 0.15 | m |  |  | for 75% utilisation | 1199.2535 | kN
| Asw / s = | 1340.4129 | mm2/ m | 0.0013404 | m2/m |  | Max Ned
[8 empty] | VRd,s (for cotθ=1) = | 639.6019 | kN | (6.8)*
[5 empty] | Link spacing satisfies limit set by EN1992-1-1 cl 9.5.3(3) |  |  | VRd,max (for cotθ=1) = | 2921.2101 | kN | (6.9)*
[8 empty] | cotθ = | 2.5
Design Values | [7 empty] | VRd = | 1599.0047 | kN
| VEd = | 1370.3726 | kN | 1.3704 | MN |  |  | VEd / VRd = | 0.85702 | Pass
| MEd / MRd = | 0.78
Min Ned | NEd = | 175 | kN (compression positive)
| σcp = | 0.11785 | MPa | 0.175 | MN |  | DETAILING RULES |  |  |  | Reference
| αcw | 1.0049 |  |  | 6.2.3(3) |  | Minimum shear reinforcement check |  |  |  | 6.2.1(4)
[8 empty] | ρw,min = | 0.0010119 |  | (9.5)
Max Ned | NEd = | 2001 | kN (compression positive) |  |  |  |  | ρw = | 0.0032475 |  | (9.4)*
| σcp = | 1.3475 | MPa | 2.001 | MN |  |  | ρw / ρw,min = | 3.2092 | Pass
| αcw | 1.0556 |  |  | 6.2.3(3)
| Extra longitudinal force = |  | 1712.9657 | kN
CHECK PITCH:
Open Quay Piles - West Quay- Zone A
DR/JK
21/06/2018
253300-64
JCM
r2.4
Aberdeen Harbour Expansion Project
0
Job No.
Member/Location
Made by
Job Title
Chd.
Date
Drg. Ref.
Sheet No.
Rev.
Calculation
Note on C55: Duncan Robertson: Maximum shear
Note on C56: Duncan Robertson: Applied moment from 1D=1m below point of support.
Note on B67: Duncan Robertson: Do not need to consider additional longitudinal force from shear as this is accounted for in the Med/Mrd part of shear calc.

## ss_1180-1050 dia below 5m
ss_1180-1050 dia below 5m |  | 0 | m
Inputs: | Titles | Variables | Parameter
Outputs: | General | Ok (Pass) | Fail
- This spreadsheet does not check the longitudinal shear is adequate, in accordance with cl. 6.2.3(7) for the assumed cotθ. | [6 empty] | DEFINITIONS
- References are to BS EN1992-1-1, using the UK NA where applicable; listed as either the clause, expression (in brackets), or table or figures as noted.. * following an expression reference denotes where the expression is modified as per 2011 NST 04.
INPUT DATA & GEOMETRY CHECKS |  |  |  |  | Reference
Geometry and Material Parameters:
| Diameter, D = | 1130 | mm | 1.13 | m
| cover = | 115 | mm | 0.115 | m
| Agross = | 1002874.9148 | mm2 | 1.0029 | m2
| DL = | 828 | mm | 0.828 | m
| Dw = | 884 | mm | 0.884 | m
| fck = | 40 | MPa
| γC = | 1.65 | …allowing for cast against ground |  | Table 2.1
| εc3 = | 1.75 | millistrain |  | Table 3.1
| EC = fcd / εc3 = | 11.7749 | GPa |  | Fig 3.4
| αcc for shear = | 1 |  |  | 3.1.6(1)
| fcd = | 24.2424 | MPa |  | 3.1.6(1) |  | SHEAR RESISTANCE |  |  |  | Reference
| ν1fcd = | 12.2182 | MPa |  | 6.2.3(3) |  | Moment-shear interaction factors
[8 empty] | αcMc = | 0.58248
| fyw = | 500 | MPa |  | Annex C |  |  | αcMs,circ = | 0.88766
| ES = | 200 | GPa |  | 3.2.7(4) |  |  | αcMs,spir = | 0.73044
| γS = | 1.15 |  |  | Table 2.1
| fywd = | 434.7826 | MPa |  | Fig 3.8 |  | Link efficiency factors
[8 empty] | βcircz = | 0.5746 | m
Longitudinal Reinforcement: | [7 empty] | bwz = | 0.65826 | m2
| Bar diameter, db = | 40 | mm | 0.04 | m |  |  | βcirc = | 0.83891
| No. Bars, nb = | 8
| As_total = | 10053.0965 | mm2 | 0.010053 | m2 |  | Resistance
| ρb = | 1.0024 | % | 0.010024 |  |  | Min Ned
[8 empty] | VRd,s (for cotθ=1) = | 211.8726 | kN | (6.8)*
Shear Reinforcement | [7 empty] | VRd,max (for cotθ=1) = | 2366.12 | kN | (6.9)*
| From | 0 | m below top |  |  |  |  | cotθ = | 2.5
| Type = | spiral |  | 1 |  |  |  | VRd = | 576.6527 | kN
| Bar diameter, dbv = | 16 | mm | 0.016 | m |  |  | VEd / VRd = | 0.87373 | Pass
| Spiral pitch, p = | 300 | mm | 0.3 | m |  |  | for 75% utilisation | 432.4895 | kN
| Asw / p = | 670.2064 | mm2/ m | 0.00067021 | m2/m |  | Max Ned
[8 empty] | VRd,s (for cotθ=1) = | 211.8726 | kN | (6.8)*
[5 empty] | Link spacing satisfies limit set by EN1992-1-1 cl 9.5.3(3) |  |  | VRd,max (for cotθ=1) = | 2535.9358 | kN | (6.9)*
[5 empty] | Link spacing or pitch exceeds limit set by EN1992-1-1 cl 9.5.3(4) = 240mm |  |  | cotθ = | 2.5
Design Values | [7 empty] | VRd = | 576.6527 | kN
| VEd = | 503.8383 | kN | 0.50384 | MN |  |  | VEd / VRd = | 0.87373 | Pass
| MEd / MRd = | 0.78
Min Ned | NEd = | 286 | kN (compression positive)
| σcp = | 0.24579 | MPa | 0.286 | MN |  | DETAILING RULES |  |  |  | Reference
| αcw | 1.0101 |  |  | 6.2.3(3) |  | Minimum shear reinforcement check |  |  |  | 6.2.1(4)
[8 empty] | ρw,min = | 0.0010119 |  | (9.5)
Max Ned | NEd = | 2331 | kN (compression positive) |  |  |  |  | ρw = | 0.0013836 |  | (9.4)*
| σcp = | 2.0033 | MPa | 2.331 | MN |  |  | ρw / ρw,min = | 1.3673 | Pass
| αcw | 1.0826 |  |  | 6.2.3(3)
| Extra longitudinal force = |  | 629.7978 | kN
CHECK PITCH:
Open Quay Piles - West Quay- Zone A
DR/JK
21/06/2018
253300-64
JCM
r2.4
Aberdeen Harbour Expansion Project
0
Job No.
Member/Location
Made by
Job Title
Chd.
Date
Drg. Ref.
Sheet No.
Rev.
Calculation
Note on C55: Duncan Robertson: Maximum shear
Note on C56: Duncan Robertson: Applied moment from 1D=1m below point of support.
Note on B67: Duncan Robertson: Do not need to consider additional longitudinal force from shear as this is accounted for in the Med/Mrd part of shear calc.

## ss_ IFIR Summary (03.07) (hidden)
BAFO design reinforcement rates
Back Piles ( = Zones A, C, E) |  |  |  |  | Front Piles ( = Zones B, D, F)
Depth acting from (m) | Weight of steel (kg/m3) | Weight of steel (kg/m) | Weight of steel (kg) |  | Depth acting from (m) | Weight of steel (kg/m3) | Weight of steel (kg/m) | Weight of steel (kg)
0 | 360 | 407.1504 | 2035.752 |  | 0 | 180 | 203.5752 | 5089.3801
5 | 180 | 203.5752 | 3053.6281 |  | 25 | 0 | 0 | 0
20 | 0 | 0 | 0 |  |  |  |  | 5089.3801 | kg
|  |  | 5089.3801 | kg
[6 empty] | Front Pile Weight (Zones B,D,F) |  | Back Pile Weight (Zones A,C,E) |  | Total kg
Unit weight of steel reinforcement |  | 7850 | kg/m3 |  | BAFO design steel | 127234.5025 | - | 127234.5025 | - | 254469.0049 | -
Pile Diameter |  | 1.2 | m |  | Design | #REF! | #REF! | #REF! | #REF! | #REF! | #REF! | of BAFO design steel
Toe of Pile (assumed) |  | 37.595 | m
Link diameter (+10% lap) |  | 3.6556 | m | [20 empty] | All piles avg. length |  | 37.595
Zone A | [14 empty] | Individual Zone A piles | [6 empty] | Zone A Pile lengths
[15 empty] | Reference | Weight of steel (kg) | [5 empty] | Reference | Pile Cut-off Level (mCD) | Envisaged Rockhead Level (mCD) | Minimum Rock Socket Length (mm) | Total length (m)
Depth acting from (m) | Concrete, fck (N/mm2) | Longitudinal Reinforcement | [6 empty] | Shear Reinforcement |  |  |  | Weight of steel (kg/m) | Weight of steel (kg) | WQ-P01 | #REF! | [5 empty] | WQ-P01 | +3.965 | -35.5 | 500 | 39.965
|  | Dia. (mm) | No. |  | Dia. (mm) | No. | Utilisation | Weight of steel (kg/m) | Dia. (mm) | Spacing (mm) | Utilisation | Weight of steel (kg/m) |  |  | WQ-P03 | #REF! | [5 empty] | WQ-P03 | +3.965 | -35 | 500 | 39.465
0 | 40 | 40 | 18 | + | 40 | 18 | #REF! | 355.1256 | #REF! | #REF! | #REF! | #REF! | #REF! | #REF! | WQ-P05 | #REF! |  |  |  | #REF! |  | WQ-P05 | +3.965 | -34.5 | 500 | 38.965
3.5 | 40 | 40 | 18 | + | 32 | 18 | #REF! | 291.203 | 25 | 150 | #REF! | 93.9083 | 385.1113 | 577.667 | WQ-P07 | #REF! |  |  |  | 577.667 |  | WQ-P07 | +3.965 | -34.5 | 500 | 38.965
5 | 40 | 32 | 18 | + | 0 | 0 | #REF! | 113.6402 | 16 | 300 | #REF! | 19.2324 | 132.8726 | 1129.4173 | WQ-P43 | #REF! |  |  |  | 1129.4173 |  | WQ-P43 | +3.965 | -22 | 1000 | 26.965
13.5 | 40 | 32 | 18 | + | 16 | 18 | #REF! | 142.0503 | 16 | 240 | #REF! | 24.0405 | 166.0908 | 132.8726 | WQ-P45 | #REF! |  |  |  | 132.8726 |  | WQ-P45 | +3.965 | -22 | 1000 | 26.965
14.3 | 40 | 16 | 18 | + | 0 | 0 | #REF! | 28.4101 | 16 | 300 | #REF! | 19.2324 | 47.6425 | 747.9868 | WQ-P47 | #REF! |  |  |  | 319.2046 |  | WQ-P47 | +3.965 | -19 | 1000 | 23.965
30 | 40 | 0 | 0 | + | 0 | 0 |  | 0 | 0 | 300 |  | 0 | 0 | 0 | WQ-P49 | #REF! | [5 empty] | WQ-P49 | +3.965 | -16 | 1000 | 20.965 | 32.0275
[16 empty] | #REF! | = | #REF! | of BAFO design steel | #REF! | #REF!
Zone B | [21 empty] | Zone B Pile lengths
[22 empty] | Reference | Pile Cut-off Level (mCD) | Envisaged Rockhead Level (mCD) | Minimum Rock Socket Length (mm) | Total length (m)
Depth acting from | Concrete, fck (N/mm2) | Longitudinal Reinforcement | [6 empty] | Shear Reinforcement |  |  |  | Weight of steel (kg/m) | Weight of steel (kg) | Individual Zone B piles | [6 empty] | WQ-P02 | +3.765 | -35 | 1000 | 39.765
|  | Dia. (mm) | No. |  | Dia. (mm) | No. | Utilisation | Weight of steel (kg/m) | Dia. (mm) | Spacing (mm) | Utilisation | Weight of steel (kg/m) |  |  | Reference | Weight of steel (kg) | [5 empty] | WQ-P04 | +3.765 | -35 | 1000 | 39.765
0 | 40 | 32 | 18 | + | 0 | 0 | #REF! | 113.6402 | 16 | 300 | #REF! | 19.2324 | 132.8726 | 398.6179 | WQ-P02 | 2486.9688 |  |  |  | 398.6179 |  | WQ-P06 | +3.765 | -34.5 | 1000 | 39.265
3 | 40 | 32 | 18 | + | 25 | 18 | #REF! | 183.0007 | 16 | 240 | #REF! | 24.0405 | 207.0412 | 248.4494 | WQ-P04 | 2486.9688 |  |  |  | 248.4494 |  | WQ-P08 | +3.765 | -34.5 | 1000 | 39.265
4.2 | 40 | 25 | 18 | + | 0 | 0 | #REF! | 69.3605 | 16 | 300 | #REF! | 19.2324 | 88.5929 | 868.2104 | WQ-P06 | 2486.9688 |  |  |  | 868.2104 |  | WQ-P44 | +3.765 | -19 | 1500 | 24.265
14 | 40 | 25 | 18 | + | 20 | 18 | #REF! | 113.7512 | 16 | 240 | #REF! | 24.0405 | 137.7917 | 137.7917 | WQ-P08 | 2486.9688 |  |  |  | 137.7917 |  | WQ-P46 | +3.765 | -19 | 1500 | 24.265
15 | 40 | 20 | 18 | + | 0 | 0 | #REF! | 44.3907 | 16 | 300 | #REF! | 19.2324 | 63.6231 | 318.1156 | WQ-P44 | 2213.7392 |  |  |  | 318.1156 |  | WQ-P48 | +3.765 | -17 | 1500 | 22.265
20 | 40 | 20 | 18 | + | 16 | 18 | #REF! | 72.8008 | 16 | 240 | #REF! | 24.0405 | 96.8413 | 77.473 | WQ-P46 | 2213.7392 |  |  |  | 77.473 |  | WQ-P50 | +3.765 | -15 | 1500 | 20.265 | 31.14
20.8 | 40 | 16 | 18 | + | 0 | 0 | #REF! | 28.4101 | 16 | 300 | #REF! | 19.2324 | 47.6425 | 438.3107 | WQ-P48 | 2118.4543 |  |  |  | 438.3107
30 | 40 | 16 | 18 | + | 0 | 0 | #REF! | 28.4101 | 16 | 300 | #REF! | 19.2324 | 47.6425 | 54.3124 | WQ-P50 | 1996.848 |  |  |  | 0
[16 empty] | 18490.6557 | = | 45.41% | of BAFO design steel | 2486.9688 | -2486.9688
Zone C
Zone C Pile lengths
Depth acting from | Concrete, fck (N/mm2) | Longitudinal Reinforcement | [6 empty] | Shear Reinforcement |  |  |  | Weight of steel (kg/m) | Weight of steel (kg) |  | Number of Zone C Piles | [6 empty] | Reference | Pile Cut-off Level (mCD) | Envisaged Rockhead Level (mCD) | Minimum Rock Socket Length (mm) | Total length (m)
|  | Dia. (mm) | No. |  | Dia. (mm) | No. | Utilisation | Weight of steel (kg/m) | Dia. (mm) | Spacing (mm) | Utilisation | Weight of steel (kg/m) |  |  |  | 6 |  |  |  | 9242.6717 |  |  | WQ-P09 | +3.965 | -33.5 | 3500 | 40.965
0 | 40 | 40 | 18 | + | 32 | 18 | #REF! | 291.203 | 25 | 150 | #REF! | 93.9083 | 385.1113 | 9242.6717 | [5 empty] | #REF! |  |  | WQ-P11 | +3.965 | -33 | 3500 | 40.465
4 | 40 | 40 | #REF! | + | 0 | 0 | #REF! | #REF! | 25 | 150 | #REF! | 93.9083 | #REF! | #REF! | [5 empty] | #REF! |  |  | WQ-P13 | +3.965 | -34.5 | 3000 | 41.465
5 | 40 | #REF! | #REF! | + | #REF! | #REF! | #REF! | #REF! | 16 | 300 | #REF! | 19.2324 | #REF! | #REF! | [5 empty] | 4549.9939 |  |  | WQ-P37 | +3.965 | -28 | 3500 | 35.465
8.5 | 40 | 40 | 18 | + | 40 | 18 | #REF! | 355.1256 | 16 | 240 | #REF! | 24.0405 | 379.1662 | 4549.9939 | [5 empty] | 6494.2428 |  |  | WQ-P39 | +3.965 | -27 | 3500 | 34.465
10.5 | 40 | 40 | 18 | + | 0 | 0 | #REF! | 177.5628 | 16 | 300 | #REF! | 19.2324 | 196.7952 | 6494.2428 | [5 empty] | 2837.1919 |  |  | WQ-P41 | +3.965 | -24.5 | 3500 | 31.965 | 37.465
16 | 40 | 40 | 18 | + | 32 | 18 | #REF! | 291.203 | 16 | 240 | #REF! | 24.0405 | 315.2435 | 2837.1919 | [5 empty] | 5182.0323
17.5 | 40 | 32 | 18 | + | 0 | 0 | #REF! | 113.6402 | 16 | 300 | #REF! | 19.2324 | 132.8726 | 5182.0323 | [5 empty] | 2286.8386
24 | 40 | 16 | 18 | + | 0 | 0 | #REF! | 28.4101 | 16 | 300 |  | 19.2324 | 47.6425 | 2286.8386 | [5 empty] | -524.0672
32 | 40 | 16 | 18 | + | 0 | 0 | #REF! | 28.4101 | 16 | 300 |  | 19.2324 | 47.6425 | 1562.1966 | [5 empty] | #REF! | #REF!
[14 empty] | #REF! | = | #REF! | of BAFO design steel
Zone D Pile lengths
Zone D | [22 empty] | Reference | Pile Cut-off Level (mCD) | Envisaged Rockhead Level (mCD) | Minimum Rock Socket Length (mm) | Total length (m)
[23 empty] | WQ-P10 | +3.765 | -34 | 4000 | 41.765
Depth acting from | Concrete, fck (N/mm2) | Longitudinal Reinforcement | [6 empty] | Shear Reinforcement |  |  |  | Weight of steel (kg/m) | Weight of steel (kg) |  | Number of Zone D Piles | [6 empty] | WQ-P12 | +3.765 | -33 | 4000 | 40.765
|  | Dia. (mm) | No. |  | Dia. (mm) | No. | Utilisation | Weight of steel (kg/m) | Dia. (mm) | Spacing (mm) | Utilisation | Weight of steel (kg/m) |  |  |  | 6 |  |  |  | #REF! |  |  | WQ-P14 | +3.765 | -33 | 4000 | 40.765
0 | 40 | 32 | #REF! | + | 0 | 0 | #REF! | #REF! | 16 | 300 | #REF! | 19.2324 | #REF! | #REF! | [5 empty] | 11912.0956 |  |  | WQ-P38 | +3.765 | -26 | 4000 | 33.765
12.4 | 40 | 32 | 18 | + | 20 | 18 | #REF! | 158.0309 | 16 | 300 | #REF! | 19.2324 | 177.2633 | 11912.0956 | [5 empty] | 6696.7802 |  |  | WQ-P40 | +3.765 | -22.5 | 4000 | 30.265
23.6 | 40 | 32 | 18 | + | 0 | 0 | #REF! | 113.6402 | 16 | 300 | #REF! | 19.2324 | 132.8726 | 6696.7802 | [5 empty] | -177.1858 |  |  | WQ-P42 | +3.765 | -20.5 | 4000 | 28.265 | 35.9317
32 | 40 | 25 | 18 | + | 0 | 0 | #REF! | 69.3605 | 16 | 300 |  | 19.2324 | 88.5929 | 2089.9064 | [5 empty] | #REF! | #REF!
[14 empty] | #REF! | = | #REF! | of BAFO design steel
Zone E | [22 empty] | Zone E Pile lengths
[23 empty] | Reference | Pile Cut-off Level (mCD) | Envisaged Rockhead Level (mCD) | Minimum Rock Socket Length (mm) | Total length (m)
Depth acting from | Concrete, fck (N/mm2) | Longitudinal Reinforcement | [6 empty] | Shear Reinforcement |  |  |  | Weight of steel (kg/m) | Weight of steel (kg) |  | Number of Zone E Piles | [6 empty] | WQ-P15 | +3.965 | -35 | 3000 | 41.965
|  | Dia. (mm) | No. |  | Dia. (mm) | No. | Utilisation | Weight of steel (kg/m) | Dia. (mm) | Spacing (mm) | Utilisation | Weight of steel (kg/m) |  |  |  | 11 |  |  |  | 9697.9556 |  |  | WQ-P17 | +3.965 | -35 | 3000 | 41.965
0 | 40 | 40 | 18 | + | 25 | 18 | #REF! | 246.9233 | 25 | 300 | #REF! | 46.9542 | 293.8774 | 9697.9556 | [5 empty] | 4939.3733 |  |  | WQ-P19 | +3.965 | -35.5 | 3000 | 42.465
3 | 40 | 40 | 18 | + | 0 | 0 | #REF! | 177.5628 | 25 | 300 | #REF! | 46.9542 | 224.517 | 4939.3733 | [5 empty] | 11906.1118 |  |  | WQ-P21 | +3.965 | -36 | 3000 | 42.965
5 | 40 | 40 | 18 | + | 0 | 0 | #REF! | 177.5628 | 16 | 300 | #REF! | 19.2324 | 196.7952 | 11906.1118 | [5 empty] | 8341.6555 |  |  | WQ-P23 | +3.965 | -37 | 3000 | 43.965
10.5 | 40 | 40 | 18 | + | 40 | 18 | #REF! | 355.1256 | 16 | 240 | #REF! | 24.0405 | 379.1662 | 8341.6555 | [5 empty] | 7576.6166 |  |  | WQ-P25 | +3.965 | -37 | 3000 | 43.965
12.5 | 40 | 40 | 18 | + | 0 | 0 | #REF! | 177.5628 | 16 | 300 | #REF! | 19.2324 | 196.7952 | 7576.6166 | [5 empty] | 5201.5185 |  |  | WQ-P27 | +3.965 | -37.5 | 3000 | 44.465
16 | 40 | 40 | 18 | + | 32 | 18 | #REF! | 291.203 | 16 | 240 | #REF! | 24.0405 | 315.2435 | 5201.5185 | [5 empty] | 9500.3925 |  |  | WQ-P29 | +3.965 | -37.5 | 3000 | 44.465
17.5 | 40 | 32 | 18 | + | 0 | 0 | #REF! | 113.6402 | 16 | 300 | #REF! | 19.2324 | 132.8726 | 9500.3925 | [5 empty] | 1419.2875 |  |  | WQ-P31 | +3.965 | -35 | 3500 | 42.465
24 | 40 | 16 | 18 | + | 32 | 18 | #REF! | 142.0503 | 16 | 300 |  | 19.2324 | 161.2827 | 1419.2875 | [5 empty] | -181.0414 |  |  | WQ-P33 | +3.965 | -32.5 | 3500 | 39.965
24.8 | 40 | 16 | 18 | + | 0 | 0 | #REF! | 28.4101 | 16 | 300 |  | 19.2324 | 47.6425 | 9186.183 | [5 empty] | 58401.8701 | 9367.2244 |  | WQ-P35 | +3.965 | -29.5 | 3500 | 36.965 | 42.3286
[14 empty] | 67769.0945 | = | 121.1% | of BAFO design steel
Zone F Pile lengths
Zone F | [22 empty] | Reference | Pile Cut-off Level (mCD) | Envisaged Rockhead Level (mCD) | Minimum Rock Socket Length (mm) | Total length (m)
[23 empty] | WQ-P16 | +3.765 | -34.5 | 3500 | 41.765
Depth acting from | Concrete, fck (N/mm2) | Longitudinal Reinforcement | [6 empty] | Shear Reinforcement |  |  |  | Weight of steel (kg/m) | Weight of steel (kg) |  | Number of Zone F Piles | [6 empty] | WQ-P18 | +3.765 | -35 | 3500 | 42.265
|  | Dia. (mm) | No. |  | Dia. (mm) | No. | Utilisation | Weight of steel (kg/m) | Dia. (mm) | Spacing (mm) | Utilisation | Weight of steel (kg/m) |  |  |  | 11 |  |  |  | #REF! |  |  | WQ-P20 | +3.765 | -36 | 3500 | 43.265
0 | 40 | 32 | #REF! | + | 0 | 0 | #REF! | #REF! | 16 | 300 | #REF! | 19.2324 | #REF! | #REF! | [5 empty] | 32256.1792 |  |  | WQ-P22 | +3.765 | -36.5 | 3500 | 43.765
12.25 | 40 | 32 | 18 | + | 25 | 18 | #REF! | 183.0007 | 16 | 300 | #REF! | 19.2324 | 202.2331 | 32256.1792 | [5 empty] | 431.836 |  |  | WQ-P24 | +3.765 | -37.5 | 3500 | 44.765
26.75 | 40 | 32 | 18 | + | 0 | 0 | #REF! | 113.6402 | 16 | 300 |  | 19.2324 | 132.8726 | 10596.5917 | [5 empty] | -354.3716 |  |  | WQ-P26 | +3.765 | -37 | 3500 | 44.265
34 | 40 | 25 | 18 | + | 0 | 0 | #REF! | 69.3605 | 16 | 300 |  | 19.2324 | 88.5929 | 8364.4982 | [5 empty] | #REF! | #REF! |  | WQ-P28 | +3.765 | -37 | 3500 | 44.265
[14 empty] | #REF! | = | #REF! | of BAFO design steel | [5 empty] | WQ-P30 | +3.765 | -36 | 3500 | 43.265
[23 empty] | WQ-P32 | +3.765 | -35 | 3500 | 42.265
[23 empty] | WQ-P34 | +3.765 | -32.5 | 4000 | 40.265
[23 empty] | WQ-P36 | +3.765 | -30.5 | 4000 | 38.265 | 42.5832
Note on C14: Duncan Robertson: Conservatively assume 16mm dia link (minimum allowable link) throughout
Note on Q17: Duncan Robertson: Weight of individual pile. Obtained as pile lengths are not all in excess of depth to bottom reinfocement
Note on O18: Duncan Robertson: Assuming full depth of reinforcement, ignoring pile toe depth
Note on K19: Duncan Robertson: At laps max spacing = 240mm, otherwise max spacing = 300mm
Note on A25: Duncan Robertson: 21m if assuming FPS advice, 34m if following Arup document. Reduces the total amount of reinforcement by 1452kg=0.6% of total. Reduced to 30m due to back pile load shedding asumption.
Note on Q26: Duncan Robertson: 8No Zone A piles
Note on AC26: Duncan Robertson: No bending or shear after 21m
Note on AD26: Duncan Robertson: Axial reinforcement
Note on O30: Duncan Robertson: Assuming full depth of reinforcement, ignoring pile toe depth
Note on Q31: Duncan Robertson: Weight of individual pile. Obtained as pile lengths are not all in excess of depth to bottom reinfocement
Note on Q40: Duncan Robertson: 8No Zone B piles
Note on AC40: Duncan Robertson: No bending or shear after 30m
Note on AD40: Duncan Robertson: Axial reinforcement
Note on AC54: Duncan Robertson: No bending or shear after 21m
Note on AD54: Duncan Robertson: Axial reinforcement
Note on AC64: Duncan Robertson: No bending or shear after 30m
Note on AD64: Duncan Robertson: Axial reinforcement
Note on AC79: Duncan Robertson: No bending or shear after 21m
Note on AD79: Duncan Robertson: Axial reinforcement
Note on AC89: Duncan Robertson: No bending or shear after 30m
Note on AD89: Duncan Robertson: Axial reinforcement

## North Quay Estimate (hidden)
BAFO design reinforcement rates
Back Piles ( = Zones A, C, E) |  |  |  |  | Front Piles ( = Zones B, D, F)
Depth acting from (m) | Weight of steel (kg/m3) | Weight of steel (kg/m) | Weight of steel (kg) |  | Depth acting from (m) | Weight of steel (kg/m3) | Weight of steel (kg/m) | Weight of steel (kg)
0 | 360 | 407.1504 | 2035.752 |  | 0 | 180 | 203.5752 | 3257.2033
5 | 180 | 203.5752 | 2239.3272 |  | 16 | 0 | 0 | 0
16 | 0 | 0 | 0 |  |  |  |  | 3257.2033 | kg
|  |  | 4275.0793 | kg
[6 empty] | Front Pile Weight (Zones A,C,E) |  | Back Pile Weight (Zones B,D,F) |  | Total kg
Unit weight of steel reinforcement |  | 7850 | kg/m3 | North quay | BAFO design steel | 74915.6751 | - | 98326.8235 | - | 173242.4986 | -
Pile Diameter |  | 1.2 | m |  | Design | #REF! | #REF! | #REF! | #REF! | #REF! | #REF! | of BAFO design steel
Toe of Pile (assumed) |  | 16 | m | West Quay | BAFO design steel | #REF! | - | #REF! | - | #REF! | -
Link diameter (+10% lap) |  | 3.6556 | m |  | Design | #REF! | #REF! | #REF! | #REF! | #REF! | #REF! | of BAFO design steel | [9 empty] | All piles avg. length |  | 36.6094
|  |  |  | Toatal of all piles | BAFO design steel | #REF! | - | #REF! | - | #REF! | -
Zone A |  |  |  |  | Design | #REF! | #REF! | #REF! | #REF! | #REF! | #REF! | of BAFO design steel | [7 empty] | Zone A Pile lengths
[20 empty] | Reference | Pile Cut-off Level (mCD) | Envisaged Rockhead Level (mCD) | Minimum Rock Socket Length (mm) | Total length (m)
Depth acting from (m) | Concrete, fck (N/mm2) | Longitudinal Reinforcement | [6 empty] | Shear Reinforcement |  |  |  | Weight of steel (kg/m) | Weight of steel (kg) |  | Number of Zone A Piles |  |  |  | WQ-P01 | +3.965 | -35.1 | 500 | 39.565
|  | Dia. (mm) | No. |  | Dia. (mm) | No. | Utilisation | Weight of steel (kg/m) | Dia. (mm) | Spacing (mm) | Utilisation | Weight of steel (kg/m) |  |  |  | 5 |  |  |  | WQ-P03 | +3.965 | -34.8 | 500 | 39.265
#REF! | 40 | 40 | 18 | + | 40 | 18 |  | 355.1256 | #REF! | #REF! |  | #REF! | #REF! | #REF! |  |  |  | #REF! |  | WQ-P05 | +3.965 | -34.5 | 500 | 38.965
#REF! | 40 | 40 | 18 | + | 32 | 18 |  | 291.203 | 25 | 150 |  | 93.9083 | 385.1113 | #REF! |  |  |  | #REF! |  | WQ-P07 | +3.965 | -33.9 | 500 | 38.365
#REF! | 40 | 32 | 18 | + | 0 | 0 |  | 113.6402 | 16 | 300 |  | 19.2324 | 132.8726 | #REF! |  |  |  | #REF! |  | WQ-P43 | +3.965 | -17.25 | 1000 | 22.215
#REF! | 40 | 32 | 18 | + | 16 | 18 |  | 142.0503 | 16 | 240 |  | 24.0405 | 166.0908 | #REF! |  |  |  | #REF! |  | WQ-P45 | +3.965 | -15 | 1000 | 19.965
#REF! | 40 | 16 | 18 | + | 0 | 0 |  | 28.4101 | 16 | 300 |  | 19.2324 | 47.6425 | #REF! |  |  |  | #REF! |  | WQ-P47 | +3.965 | -13.5 | 1000 | 18.465
#REF! | 40 | 0 | 0 | + | 0 | 0 |  | 0 | 0 | 300 |  | 0 | 0 | 0 | [5 empty] | WQ-P49 | +3.965 | -11.5 | 1000 | 16.465 | 29.1588
[14 empty] | #REF! | = | #REF! | of BAFO design steel | #REF! | #REF!
Zone B | [19 empty] | Zone B Pile lengths
[20 empty] | Reference | Pile Cut-off Level (mCD) | Envisaged Rockhead Level (mCD) | Minimum Rock Socket Length (mm) | Total length (m)
Depth acting from | Concrete, fck (N/mm2) | Longitudinal Reinforcement | [6 empty] | Shear Reinforcement |  |  |  | Weight of steel (kg/m) | Weight of steel (kg) |  | Number of Zone B Piles |  |  |  | WQ-P02 | +3.765 | -35.1 | 1000 | 39.865
|  | Dia. (mm) | No. |  | Dia. (mm) | No. | Utilisation | Weight of steel (kg/m) | Dia. (mm) | Spacing (mm) | Utilisation | Weight of steel (kg/m) |  |  |  | 5 |  |  |  | WQ-P04 | +3.765 | -34.8 | 1000 | 39.565
#REF! | 40 | 32 | 18 | + | 0 | 0 |  | 113.6402 | 16 | 300 |  | 19.2324 | 132.8726 | #REF! |  |  |  | #REF! |  | WQ-P06 | +3.765 | -34.5 | 1000 | 39.265
#REF! | 40 | 32 | 18 | + | 25 | 18 |  | 183.0007 | 16 | 240 |  | 24.0405 | 207.0412 | #REF! |  |  |  | #REF! |  | WQ-P08 | +3.765 | -33.9 | 1000 | 38.665
#REF! | 40 | 25 | 18 | + | 0 | 0 |  | 69.3605 | 16 | 300 |  | 19.2324 | 88.5929 | #REF! |  |  |  | #REF! |  | WQ-P44 | +3.765 | -17.25 | 1500 | 22.515
#REF! | 40 | 25 | 18 | + | 20 | 18 |  | 113.7512 | 16 | 240 |  | 24.0405 | 137.7917 | #REF! |  |  |  | #REF! |  | WQ-P46 | +3.765 | -15 | 1500 | 20.265
#REF! | 40 | 20 | 18 | + | 0 | 0 |  | 44.3907 | 16 | 300 |  | 19.2324 | 63.6231 | #REF! |  |  |  | #REF! |  | WQ-P48 | +3.765 | -13.5 | 1500 | 18.765
#REF! | 40 | 20 | 18 | + | 0 | 0 |  | 44.3907 | 16 | 300 |  | 19.2324 | 63.6231 | #REF! |  |  |  | #REF! |  | WQ-P50 | +3.765 | -11.5 | 1500 | 16.765 | 29.4587
#REF! | 40 | 16 | 18 | + | 0 | 0 |  | 28.4101 | 16 | 300 |  | 19.2324 | 47.6425 | #REF! |  |  |  | #REF!
#REF! | 40 | 0 | 0 | + | 0 | 0 |  | 0 | 0 | 300 |  | 0 | 0 | 0 |  |  |  | #REF!
[14 empty] | #REF! | = | #REF! | of BAFO design steel | #REF! | #REF!
Zone C
Zone C Pile lengths
Depth acting from | Concrete, fck (N/mm2) | Longitudinal Reinforcement | [6 empty] | Shear Reinforcement |  |  |  | Weight of steel (kg/m) | Weight of steel (kg) |  | Number of Zone C Piles |  |  |  |  | Reference | Pile Cut-off Level (mCD) | Envisaged Rockhead Level (mCD) | Minimum Rock Socket Length (mm) | Total length (m)
|  | Dia. (mm) | No. |  | Dia. (mm) | No. | Utilisation | Weight of steel (kg/m) | Dia. (mm) | Spacing (mm) | Utilisation | Weight of steel (kg/m) |  |  |  | 8 |  | #REF! |  |  | WQ-P09 | +3.965 | -33 | 3500 | 40.465
#REF! | 40 | 40 | 18 | + | 32 | 18 |  | 291.203 | 25 | 150 |  | 93.9083 | 385.1113 | #REF! |  |  |  | #REF! |  |  | WQ-P11 | +3.965 | -33.6 | 3500 | 41.065
#REF! | 40 | 40 | #REF! | + | 0 | 0 |  | #REF! | 25 | 150 |  | 93.9083 | #REF! | #REF! |  |  |  | #REF! |  |  | WQ-P13 | +3.965 | -34.2 | 3000 | 41.165
#REF! | 40 | #REF! | #REF! | + | #REF! | #REF! |  | #REF! | 16 | 300 |  | 19.2324 | #REF! | #REF! |  |  |  | #REF! |  |  | WQ-P37 | +3.965 | -26.01 | 3500 | 33.475
#REF! | 40 | 40 | 18 | + | 40 | 18 |  | 355.1256 | 16 | 240 |  | 24.0405 | 379.1662 | #REF! |  |  |  | #REF! |  |  | WQ-P39 | +3.965 | -22.8 | 3500 | 30.265
#REF! | 40 | 40 | 18 | + | 0 | 0 |  | 177.5628 | 16 | 300 |  | 19.2324 | 196.7952 | #REF! |  |  |  | #REF! |  |  | WQ-P41 | +3.965 | -20.7 | 3500 | 28.165 | 35.7667
#REF! | 40 | 40 | 18 | + | 32 | 18 |  | 291.203 | 16 | 240 |  | 24.0405 | 315.2435 | #REF! |  |  |  | #REF!
#REF! | 40 | 32 | 18 | + | 0 | 0 |  | 113.6402 | 16 | 300 |  | 19.2324 | 132.8726 | #REF! |  |  |  | #REF!
#REF! | 40 | 16 | 18 | + | 0 | 0 |  | 28.4101 | 16 | 300 |  | 19.2324 | 47.6425 | #REF! |  |  |  | #REF!
#REF! | 40 | 16 | 18 | + | 0 | 0 |  | 28.4101 | 16 | 300 |  | 19.2324 | 47.6425 | 0 |  |  |  | #REF! | #REF!
[14 empty] | #REF! | = | #REF! | of BAFO design steel
Zone D Pile lengths
Zone D | [20 empty] | Reference | Pile Cut-off Level (mCD) | Envisaged Rockhead Level (mCD) | Minimum Rock Socket Length (mm) | Total length (m)
[21 empty] | WQ-P10 | +3.765 | -33 | 4000 | 40.765
Depth acting from | Concrete, fck (N/mm2) | Longitudinal Reinforcement | [6 empty] | Shear Reinforcement |  |  |  | Weight of steel (kg/m) | Weight of steel (kg) |  | Number of Zone D Piles |  |  |  |  | WQ-P12 | +3.765 | -33.6 | 4000 | 41.365
|  | Dia. (mm) | No. |  | Dia. (mm) | No. | Utilisation | Weight of steel (kg/m) | Dia. (mm) | Spacing (mm) | Utilisation | Weight of steel (kg/m) |  |  |  | 8 |  | #REF! |  |  | WQ-P14 | +3.765 | -34.2 | 4000 | 41.965
#REF! | 40 | 32 | #REF! | + | 0 | 0 |  | #REF! | 16 | 300 |  | 19.2324 | #REF! | #REF! |  |  |  | #REF! |  |  | WQ-P38 | +3.765 | -26.01 | 4000 | 33.775
#REF! | 40 | 32 | 18 | + | 20 | 18 |  | 158.0309 | 16 | 300 |  | 19.2324 | 177.2633 | #REF! |  |  |  | #REF! |  |  | WQ-P40 | +3.765 | -22.8 | 4000 | 30.565
#REF! | 40 | 32 | 18 | + | 0 | 0 |  | 113.6402 | 16 | 300 |  | 19.2324 | 132.8726 | #REF! |  |  |  | #REF! |  |  | WQ-P42 | +3.765 | -20.7 | 4000 | 28.465 | 36.15
#REF! | 40 | 25 | 18 | + | 0 | 0 |  | 69.3605 | 16 | 300 |  | 19.2324 | 88.5929 | 0 |  |  |  | #REF! | #REF!
[14 empty] | #REF! | = | #REF! | of BAFO design steel
Zone E | [20 empty] | Zone E Pile lengths
[21 empty] | Reference | Pile Cut-off Level (mCD) | Envisaged Rockhead Level (mCD) | Minimum Rock Socket Length (mm) | Total length (m)
Depth acting from | Concrete, fck (N/mm2) | Longitudinal Reinforcement | [6 empty] | Shear Reinforcement |  |  |  | Weight of steel (kg/m) | Weight of steel (kg) |  | Number of Zone E Piles |  |  |  |  | WQ-P15 | +3.965 | -34.8 | 3000 | 41.765
|  | Dia. (mm) | No. |  | Dia. (mm) | No. | Utilisation | Weight of steel (kg/m) | Dia. (mm) | Spacing (mm) | Utilisation | Weight of steel (kg/m) |  |  |  | 8 |  | #REF! |  |  | WQ-P17 | +3.965 | -35.4 | 3000 | 42.365
#REF! | 40 | 40 | 18 | + | 25 | 18 |  | 246.9233 | 25 | 150 |  | 93.9083 | 340.8316 | #REF! |  |  |  | #REF! |  |  | WQ-P19 | +3.965 | -36 | 3000 | 42.965
#REF! | 40 | 40 | 18 | + | 0 | 0 |  | 177.5628 | 25 | 150 |  | 93.9083 | 271.4711 | #REF! |  |  |  | #REF! |  |  | WQ-P21 | +3.965 | -36.9 | 3000 | 43.865
#REF! | 40 | 40 | 18 | + | 0 | 0 |  | 177.5628 | 16 | 300 |  | 19.2324 | 196.7952 | #REF! |  |  |  | #REF! |  |  | WQ-P23 | +3.965 | -37.5 | 3000 | 44.465
#REF! | 40 | 40 | 18 | + | 40 | 18 |  | 355.1256 | 16 | 240 |  | 24.0405 | 379.1662 | #REF! |  |  |  | #REF! |  |  | WQ-P25 | +3.965 | -37.5 | 3000 | 44.465
#REF! | 40 | 40 | 18 | + | 0 | 0 |  | 177.5628 | 16 | 300 |  | 19.2324 | 196.7952 | #REF! |  |  |  | #REF! |  |  | WQ-P27 | +3.965 | -36.6 | 3000 | 43.565
#REF! | 40 | 40 | 18 | + | 32 | 18 |  | 291.203 | 16 | 240 |  | 24.0405 | 315.2435 | #REF! |  |  |  | #REF! |  |  | WQ-P29 | +3.965 | -36 | 3000 | 42.965
#REF! | 40 | 32 | 18 | + | 0 | 0 |  | 113.6402 | 16 | 300 |  | 19.2324 | 132.8726 | #REF! |  |  |  | #REF! |  |  | WQ-P31 | +3.965 | -34.5 | 3500 | 41.965
#REF! | 40 | 16 | 18 | + | 0 | 0 |  | 28.4101 | 16 | 300 |  | 19.2324 | 47.6425 | #REF! |  |  |  | #REF! |  |  | WQ-P33 | +3.965 | -31.8 | 3500 | 39.265
#REF! | 40 | 16 | 18 | + | 0 | 0 |  | 28.4101 | 16 | 300 |  | 19.2324 | 47.6425 | 0 |  |  |  | #REF! | #REF! |  | WQ-P35 | +3.965 | -28.5 | 3500 | 35.965 | 42.1468
[14 empty] | #REF! | = | #REF! | of BAFO design steel
Zone F Pile lengths
Zone F | [20 empty] | Reference | Pile Cut-off Level (mCD) | Envisaged Rockhead Level (mCD) | Minimum Rock Socket Length (mm) | Total length (m)
[21 empty] | WQ-P16 | +3.765 | -34.8 | 3500 | 42.065
Depth acting from | Concrete, fck (N/mm2) | Longitudinal Reinforcement | [6 empty] | Shear Reinforcement |  |  |  | Weight of steel (kg/m) | Weight of steel (kg) |  | Number of Zone F Piles |  |  |  |  | WQ-P18 | +3.765 | -35.4 | 3500 | 42.665
|  | Dia. (mm) | No. |  | Dia. (mm) | No. | Utilisation | Weight of steel (kg/m) | Dia. (mm) | Spacing (mm) | Utilisation | Weight of steel (kg/m) |  |  |  | 8 |  | #REF! |  |  | WQ-P20 | +3.765 | -36 | 3500 | 43.265
#REF! | 40 | 32 | #REF! | + | 0 | 0 |  | #REF! | 16 | 300 |  | 19.2324 | #REF! | #REF! |  |  |  | #REF! |  |  | WQ-P22 | +3.765 | -36.9 | 3500 | 44.165
#REF! | 40 | 32 | 18 | + | 25 | 18 |  | 183.0007 | 16 | 300 |  | 19.2324 | 202.2331 | #REF! |  |  |  | #REF! |  |  | WQ-P24 | +3.765 | -37.5 | 3500 | 44.765
#REF! | 40 | 32 | 18 | + | 0 | 0 |  | 113.6402 | 16 | 300 |  | 19.2324 | 132.8726 | #REF! |  |  |  | #REF! |  |  | WQ-P26 | +3.765 | -37.5 | 3500 | 44.765
#REF! | 40 | 25 | 18 | + | 0 | 0 |  | 69.3605 | 16 | 300 |  | 19.2324 | 88.5929 | 0 |  |  |  | #REF! | #REF! |  | WQ-P28 | +3.765 | -36.6 | 3500 | 43.865
[14 empty] | #REF! | = | #REF! | of BAFO design steel |  |  |  | WQ-P30 | +3.765 | -36 | 3500 | 43.265
[21 empty] | WQ-P32 | +3.765 | -34.5 | 3500 | 41.765
[21 empty] | WQ-P34 | +3.765 | -31.8 | 4000 | 39.565
[21 empty] | WQ-P36 | +3.765 | -28.5 | 4000 | 36.265 | 42.4014
Note on K19: Duncan Robertson: At laps max spacing = 240mm, otherwise max spacing = 300mm
Note on A25: Duncan Robertson: 21m if assuming FPS advice, 34m if following Arup document. Reduces the total amount of reinforcement by 1452kg=0.6% of total.
Note on AC26: Duncan Robertson: No bending or shear after 21m
Note on AD26: Duncan Robertson: Axial reinforcement
Note on AC40: Duncan Robertson: No bending or shear after 30m
Note on AD40: Duncan Robertson: Axial reinforcement
Note on AC54: Duncan Robertson: No bending or shear after 21m
Note on AD54: Duncan Robertson: Axial reinforcement
Note on AC64: Duncan Robertson: No bending or shear after 30m
Note on AD64: Duncan Robertson: Axial reinforcement
Note on AC79: Duncan Robertson: No bending or shear after 21m
Note on AD79: Duncan Robertson: Axial reinforcement
Note on AC89: Duncan Robertson: No bending or shear after 30m
Note on AD89: Duncan Robertson: Axial reinforcement

## Summary Mass Calc (hidden)
BAFO design reinforcement rates
[22 empty] | Back Piles ( = Zones A, C, E) |  |  |  |  | Front Piles ( = Zones B, D, F)
[22 empty] | Depth acting from (m) | Weight of steel (kg/m3) | Weight of steel (kg/m) | Weight of steel (kg) |  | Depth acting from (m) | Weight of steel (kg/m3) | Weight of steel (kg/m) | Weight of steel (kg) |  | Toe of Pile (assumed) |  | 37.595 | m
[32 empty] | Link diameter (+10% lap) |  | 3.6556 | m
[22 empty] | 0 | 360 | 407.1504 | 2035.752 |  | 0 | 180 | 203.5752 | 5089.3801
[22 empty] | 5 | 180 | 203.5752 | 3053.6281 |  | 25 | 0 | 0 | 0
[22 empty] | 20 | 0 | 0 | 0 |  |  |  |  | 5089.3801 | kg
[25 empty] | 5089.3801 | kg
[23 empty] | Front Pile Weight (Zones A,C,E) |  | Back Pile Weight (Zones B,D,F) |  | Total kg
Mass of Steel Reinforcement Calculation | [21 empty] | BAFO design steel | 127234.5025 | - | 127234.5025 | - | 254469.0049 | -
[22 empty] | Design | #REF! | #REF! | #REF! | #REF! | #REF! | #REF! | of BAFO design steel
Unit weight of steel reinforcement |  | 7850 | kg/m3
Pile Diameter |  | 1.2 | m | [25 empty] | All piles avg. length |  | 37.595
Zone A | [26 empty] | Zone A Pile lengths
[18 empty] | Individual Zone A piles | [8 empty] | Reference | Pile Cut-off Level (mCD) | Envisaged Rockhead Level (mCD) | Minimum Rock Socket Length (mm) | Total length (m)
Depth acting from (m) | Concrete, fck (N/mm2) | Longitudinal Reinforcement | [6 empty] | Shear Reinforcement |  |  |  | Weight of steel (kg/m) | Weight of steel (kg) |  | Number of Zone C Piles |  | Reference | Weight of steel (kg) | [7 empty] | WQ-P01 | +3.965 | -35.5 | 500 | 39.965
|  | Dia. (mm) | No. |  | Dia. (mm) | No. | Utilisation | Weight of steel (kg/m) | Dia. (mm) | Spacing (mm) | Utilisation | Weight of steel (kg/m) |  |  |  | 8 |  | WQ-P01 | #REF! | [7 empty] | WQ-P03 | +3.965 | -35 | 500 | 39.465
0 | 40 | 40 | 18 | + | 40 | 18 | #REF! | 355.1256 |  | #REF! | #REF! | #REF! | #REF! | #REF! |  |  |  | WQ-P03 | #REF! |  |  |  |  | #REF! |  |  | WQ-P05 | +3.965 | -34.5 | 500 | 38.965
3.5 | 40 | 40 | 18 | + | 32 | 18 | #REF! | 291.203 |  | 150 | #REF! | 0 | 291.203 | 3494.4362 |  |  |  | WQ-P05 | #REF! |  |  |  |  | 3494.4362 |  |  | WQ-P07 | +3.965 | -34.5 | 500 | 38.965
5 | 40 | 32 | 18 | + | 0 | 0 | #REF! | 113.6402 |  | 300 | #REF! | 0 | 113.6402 | 7727.5338 |  |  |  | WQ-P07 | #REF! |  |  |  |  | 7727.5338 |  |  | WQ-P43 | +3.965 | -22 | 1000 | 26.965
13.5 | 40 | 32 | 18 | + | 16 | 18 | #REF! | 142.0503 |  | 240 | #REF! | 0 | 142.0503 | 909.1216 |  |  |  | WQ-P43 | #REF! |  |  |  |  | 909.1216 |  |  | WQ-P45 | +3.965 | -22 | 1000 | 26.965
14.3 | 40 | 16 | 18 | + | 0 | 0 | #REF! | 28.4101 |  | 300 | #REF! | 0 | 28.4101 | 3568.3024 |  |  |  | WQ-P45 | #REF! |  |  |  |  | 190.3473 |  |  | WQ-P47 | +3.965 | -19 | 1000 | 23.965
30 | 40 | 0 | 0 | + | 0 | 0 |  | 0 |  | 300 |  | 0 | 0 | 0 |  |  |  | WQ-P47 | #REF! | [7 empty] | WQ-P49 | +3.965 | -16 | 1000 | 20.965 | 32.0275
32.0275 | Average Depth of Pile | [12 empty] | #REF! |  |  |  | WQ-P49 | #REF! |  |  |  |  | #REF! | #REF!
[19 empty] | #REF! | = | #REF! | of BAFO design steel
Zone B | [26 empty] | Zone B Pile lengths
[27 empty] | Reference | Pile Cut-off Level (mCD) | Envisaged Rockhead Level (mCD) | Minimum Rock Socket Length (mm) | Total length (m)
Depth acting from | Concrete, fck (N/mm2) | Longitudinal Reinforcement | [6 empty] | Shear Reinforcement |  |  |  | Weight of steel (kg/m) | Weight of steel (kg) |  |  |  | Individual Zone B piles | [8 empty] | WQ-P02 | +3.765 | -35 | 1000 | 39.765
|  | Dia. (mm) | No. |  | Dia. (mm) | No. | Utilisation | Weight of steel (kg/m) | Dia. (mm) | Spacing (mm) | Utilisation | Weight of steel (kg/m) | [5 empty] | Reference | Weight of steel (kg) | [7 empty] | WQ-P04 | +3.765 | -35 | 1000 | 39.765
0 | 40 | 32 | 18 | + | 0 | 0 | #REF! | 113.6402 | 16 | 300 | #REF! | 19.2324 | 132.8726 | 398.6179 |  |  |  | WQ-P02 | 2486.9688 |  |  |  |  | 398.6179 |  |  | WQ-P06 | +3.765 | -34.5 | 1000 | 39.265
3 | 40 | 32 | 18 | + | 25 | 18 | #REF! | 183.0007 | 16 | 240 | #REF! | 24.0405 | 207.0412 | 248.4494 |  |  |  | WQ-P04 | 2486.9688 |  |  |  |  | 248.4494 |  |  | WQ-P08 | +3.765 | -34.5 | 1000 | 39.265
4.2 | 40 | 25 | 18 | + | 0 | 0 | #REF! | 69.3605 | 16 | 300 | #REF! | 19.2324 | 88.5929 | 868.2104 |  |  |  | WQ-P06 | 2486.9688 |  |  |  |  | 868.2104 |  |  | WQ-P44 | +3.765 | -19 | 1500 | 24.265
14 | 40 | 25 | 18 | + | 20 | 18 | #REF! | 113.7512 | 16 | 240 | #REF! | 24.0405 | 137.7917 | 137.7917 |  |  |  | WQ-P08 | 2486.9688 |  |  |  |  | 137.7917 |  |  | WQ-P46 | +3.765 | -19 | 1500 | 24.265
15 | 40 | 20 | 18 | + | 0 | 0 | #REF! | 44.3907 | 16 | 300 | #REF! | 19.2324 | 63.6231 | 318.1156 |  |  |  | WQ-P44 | 2213.7392 |  |  |  |  | 318.1156 |  |  | WQ-P48 | +3.765 | -17 | 1500 | 22.265
20 | 40 | 20 | 18 | + | 16 | 18 | #REF! | 72.8008 | 16 | 240 | #REF! | 24.0405 | 96.8413 | 77.473 |  |  |  | WQ-P46 | 2213.7392 |  |  |  |  | 77.473 |  |  | WQ-P50 | +3.765 | -15 | 1500 | 20.265 | 31.14
20.8 | 40 | 16 | 18 | + | 0 | 0 | #REF! | 28.4101 | 16 | 300 | #REF! | 19.2324 | 47.6425 | 438.3107 |  |  |  | WQ-P48 | 2118.4543 |  |  |  |  | 438.3107
30 | 40 | 16 | 18 | + | 0 | 0 | #REF! | 28.4101 | 16 | 300 | #REF! | 19.2324 | 47.6425 | 54.3124 |  |  |  | WQ-P50 | 1996.848 |  |  |  |  | 0
[19 empty] | 18490.6557 | = | 45.41% | of BAFO design steel |  | 2486.9688 | -2486.9688
Zone C
Zone C Pile lengths
Depth acting from | Concrete, fck (N/mm2) | Longitudinal Reinforcement | [6 empty] | Shear Reinforcement |  |  |  | Weight of steel (kg/m) | Weight of steel (kg) |  | Number of Zone C Piles | [11 empty] | Reference | Pile Cut-off Level (mCD) | Envisaged Rockhead Level (mCD) | Minimum Rock Socket Length (mm) | Total length (m)
|  | Dia. (mm) | No. |  | Dia. (mm) | No. | Utilisation | Weight of steel (kg/m) | Dia. (mm) | Spacing (mm) | Utilisation | Weight of steel (kg/m) |  |  |  | 6 | [7 empty] | 9242.6717 |  |  |  | WQ-P09 | +3.965 | -33.5 | 3500 | 40.965
0 | 40 | 40 | 18 | + | 32 | 18 | #REF! | 291.203 | 25 | 150 | #REF! | 93.9083 | 385.1113 | 9242.6717 | [9 empty] | #REF! |  |  |  | WQ-P11 | +3.965 | -33 | 3500 | 40.465
4 | 40 | 40 | #REF! | + | 0 | 0 | #REF! | #REF! | 25 | 150 | #REF! | 93.9083 | #REF! | #REF! | [9 empty] | #REF! |  |  |  | WQ-P13 | +3.965 | -34.5 | 3000 | 41.465
5 | 40 | #REF! | #REF! | + | #REF! | #REF! | #REF! | #REF! | 16 | 300 | #REF! | 19.2324 | #REF! | #REF! | [9 empty] | 4549.9939 |  |  |  | WQ-P37 | +3.965 | -28 | 3500 | 35.465
8.5 | 40 | 40 | 18 | + | 40 | 18 | #REF! | 355.1256 | 16 | 240 | #REF! | 24.0405 | 379.1662 | 4549.9939 | [9 empty] | 6494.2428 |  |  |  | WQ-P39 | +3.965 | -27 | 3500 | 34.465
10.5 | 40 | 40 | 18 | + | 0 | 0 | #REF! | 177.5628 | 16 | 300 | #REF! | 19.2324 | 196.7952 | 6494.2428 | [9 empty] | 2837.1919 |  |  |  | WQ-P41 | +3.965 | -24.5 | 3500 | 31.965 | 37.465
16 | 40 | 40 | 18 | + | 32 | 18 | #REF! | 291.203 | 16 | 240 | #REF! | 24.0405 | 315.2435 | 2837.1919 | [9 empty] | 5182.0323
17.5 | 40 | 32 | 18 | + | 0 | 0 | #REF! | 113.6402 | 16 | 300 | #REF! | 19.2324 | 132.8726 | 5182.0323 | [9 empty] | 2286.8386
24 | 40 | 16 | 18 | + | 0 | 0 | #REF! | 28.4101 | 16 | 300 |  | 19.2324 | 47.6425 | 2286.8386 | [9 empty] | -524.0672
32 | 40 | 16 | 18 | + | 0 | 0 | #REF! | 28.4101 | 16 | 300 |  | 19.2324 | 47.6425 | 1562.1966 | [9 empty] | #REF! | #REF!
[14 empty] | #REF! | = | #REF! | of BAFO design steel
Zone D Pile lengths
Zone D | [27 empty] | Reference | Pile Cut-off Level (mCD) | Envisaged Rockhead Level (mCD) | Minimum Rock Socket Length (mm) | Total length (m)
[28 empty] | WQ-P10 | +3.765 | -34 | 4000 | 41.765
Depth acting from | Concrete, fck (N/mm2) | Longitudinal Reinforcement | [6 empty] | Shear Reinforcement |  |  |  | Weight of steel (kg/m) | Weight of steel (kg) |  | Number of Zone D Piles | [11 empty] | WQ-P12 | +3.765 | -33 | 4000 | 40.765
|  | Dia. (mm) | No. |  | Dia. (mm) | No. | Utilisation | Weight of steel (kg/m) | Dia. (mm) | Spacing (mm) | Utilisation | Weight of steel (kg/m) |  |  |  | 6 | [7 empty] | #REF! |  |  |  | WQ-P14 | +3.765 | -33 | 4000 | 40.765
0 | 40 | 32 | #REF! | + | 0 | 0 | #REF! | #REF! | 16 | 300 | #REF! | 19.2324 | #REF! | #REF! | [9 empty] | 11912.0956 |  |  |  | WQ-P38 | +3.765 | -26 | 4000 | 33.765
12.4 | 40 | 32 | 18 | + | 20 | 18 | #REF! | 158.0309 | 16 | 300 | #REF! | 19.2324 | 177.2633 | 11912.0956 | [9 empty] | 6696.7802 |  |  |  | WQ-P40 | +3.765 | -22.5 | 4000 | 30.265
23.6 | 40 | 32 | 18 | + | 0 | 0 | #REF! | 113.6402 | 16 | 300 | #REF! | 19.2324 | 132.8726 | 6696.7802 | [9 empty] | -177.1858 |  |  |  | WQ-P42 | +3.765 | -20.5 | 4000 | 28.265 | 35.9317
32 | 40 | 25 | 18 | + | 0 | 0 | #REF! | 69.3605 | 16 | 300 |  | 19.2324 | 88.5929 | 2089.9064 | [9 empty] | #REF! | #REF!
[14 empty] | #REF! | = | #REF! | of BAFO design steel
Zone E | [27 empty] | Zone E Pile lengths
[28 empty] | Reference | Pile Cut-off Level (mCD) | Envisaged Rockhead Level (mCD) | Minimum Rock Socket Length (mm) | Total length (m)
Depth acting from | Concrete, fck (N/mm2) | Longitudinal Reinforcement | [6 empty] | Shear Reinforcement |  |  |  | Weight of steel (kg/m) | Weight of steel (kg) |  | Number of Zone E Piles | [11 empty] | WQ-P15 | +3.965 | -35 | 3000 | 41.965
|  | Dia. (mm) | No. |  | Dia. (mm) | No. | Utilisation | Weight of steel (kg/m) | Dia. (mm) | Spacing (mm) | Utilisation | Weight of steel (kg/m) |  |  |  | 11 | [7 empty] | 8148.4686 |  |  |  | WQ-P17 | +3.965 | -35 | 3000 | 41.965
0 | 40 | 40 | 18 | + | 25 | 18 | #REF! | 246.9233 |  | 300 | #REF! | 0 | 246.9233 | 8148.4686 | [9 empty] | 3906.382 |  |  |  | WQ-P19 | +3.965 | -35.5 | 3000 | 42.465
3 | 40 | 40 | 18 | + | 0 | 0 | #REF! | 177.5628 |  | 300 | #REF! | 0 | 177.5628 | 3906.382 | [9 empty] | 10742.5504 |  |  |  | WQ-P21 | +3.965 | -36 | 3000 | 42.965
5 | 40 | 40 | 18 | + | 0 | 0 | #REF! | 177.5628 |  | 300 | #REF! | 0 | 177.5628 | 10742.5504 | [9 empty] | 7812.7639 |  |  |  | WQ-P23 | +3.965 | -37 | 3000 | 43.965
10.5 | 40 | 40 | 18 | + | 40 | 18 | #REF! | 355.1256 |  | 240 | #REF! | 0 | 355.1256 | 7812.7639 | [9 empty] | 6836.1684 |  |  |  | WQ-P25 | +3.965 | -37 | 3000 | 43.965
12.5 | 40 | 40 | 18 | + | 0 | 0 | #REF! | 177.5628 |  | 300 | #REF! | 0 | 177.5628 | 6836.1684 | [9 empty] | 4804.8498 |  |  |  | WQ-P27 | +3.965 | -37.5 | 3000 | 44.465
16 | 40 | 40 | 18 | + | 32 | 18 | #REF! | 291.203 |  | 240 | #REF! | 0 | 291.203 | 4804.8498 | [9 empty] | 8125.2745 |  |  |  | WQ-P29 | +3.965 | -37.5 | 3000 | 44.465
17.5 | 40 | 32 | 18 | + | 0 | 0 | #REF! | 113.6402 |  | 300 | #REF! | 0 | 113.6402 | 8125.2745 | [9 empty] | 1250.0422 |  |  |  | WQ-P31 | +3.965 | -35 | 3500 | 42.465
24 | 40 | 16 | 18 | + | 32 | 18 | #REF! | 142.0503 |  | 300 |  | 0 | 142.0503 | 1250.0422 | [9 empty] | -107.9582 |  |  |  | WQ-P33 | +3.965 | -32.5 | 3500 | 39.965
24.8 | 40 | 16 | 18 | + | 0 | 0 | #REF! | 28.4101 |  | 300 |  | 0 | 28.4101 | 5477.8839 | [9 empty] | 51518.5418 | 5585.8421 |  |  | WQ-P35 | +3.965 | -29.5 | 3500 | 36.965 | 42.3286
42.3286 | Average Depth of Pile | [12 empty] | 57104.3839 | = | 102% | of BAFO design steel
Zone F Pile lengths
Zone F | [27 empty] | Reference | Pile Cut-off Level (mCD) | Envisaged Rockhead Level (mCD) | Minimum Rock Socket Length (mm) | Total length (m)
[28 empty] | WQ-P16 | +3.765 | -34.5 | 3500 | 41.765
Depth acting from | Concrete, fck (N/mm2) | Longitudinal Reinforcement | [6 empty] | Shear Reinforcement |  |  |  | Weight of steel (kg/m) | Weight of steel (kg) |  | Number of Zone F Piles | [11 empty] | WQ-P18 | +3.765 | -35 | 3500 | 42.265
|  | Dia. (mm) | No. |  | Dia. (mm) | No. | Utilisation | Weight of steel (kg/m) | Dia. (mm) | Spacing (mm) | Utilisation | Weight of steel (kg/m) |  |  |  | 11 | [7 empty] | #REF! |  |  |  | WQ-P20 | +3.765 | -36 | 3500 | 43.265
0 | 40 | 32 | #REF! | + | 0 | 0 | #REF! | #REF! |  | 300 | #REF! | 0 | #REF! | #REF! | [9 empty] | 29188.6081 |  |  |  | WQ-P22 | +3.765 | -36.5 | 3500 | 43.765
12.25 | 40 | 32 | 18 | + | 25 | 18 | #REF! | 183.0007 |  | 300 | #REF! | 0 | 183.0007 | 29188.6081 | [9 empty] | 369.3307 |  |  |  | WQ-P24 | +3.765 | -37.5 | 3500 | 44.765
26.75 | 40 | 32 | 18 | + | 0 | 0 | #REF! | 113.6402 |  | 300 |  | 0 | 113.6402 | 9062.8062 | [9 empty] | -277.4419 |  |  |  | WQ-P26 | +3.765 | -37 | 3500 | 44.265
34 | 40 | 25 | 18 | + | 0 | 0 | #REF! | 69.3605 |  | 300 |  | 0 | 69.3605 | 6548.6693 | [9 empty] | #REF! | #REF! |  |  | WQ-P28 | +3.765 | -37 | 3500 | 44.265
42.5832 | Average Depth of Pile | [12 empty] | #REF! | = | #REF! | of BAFO design steel | [10 empty] | WQ-P30 | +3.765 | -36 | 3500 | 43.265
[28 empty] | WQ-P32 | +3.765 | -35 | 3500 | 42.265
[28 empty] | WQ-P34 | +3.765 | -32.5 | 4000 | 40.265
[28 empty] | WQ-P36 | +3.765 | -30.5 | 4000 | 38.265 | 42.5832
Investigation into effect of pile diameter on reinforcement within the piles
0
DR/JK
21/06/2018
253300-64
JCM
Aberdeen Harbour Expansion Project
0
0
Job No.
Member/Location
Made by
Job Title
Chd.
Date
Drg. Ref.
Sheet No.
Rev.
Calculation
Note on AM5: Duncan Robertson: Conservatively assume 16mm dia link (minimum allowable link) throughout
Note on O18: Duncan Robertson: Assuming full depth of reinforcement, ignoring pile toe depth
Note on X18: Duncan Robertson: Weight of individual pile. Obtained as pile lengths are not all in excess of depth to bottom reinfocement
Note on K19: Duncan Robertson: At laps max spacing = 240mm, otherwise max spacing = 300mm
Note on A25: Duncan Robertson: 21m if assuming FPS advice, 34m if following Arup document. Reduces the total amount of reinforcement by 1452kg=0.6% of total. Reduced to 30m due to back pile load shedding asumption.
Note on AC26: Duncan Robertson: No bending or shear after 21m
Note on AD26: Duncan Robertson: Axial reinforcement
Note on X27: Duncan Robertson: 8No Zone A piles
Note on O30: Duncan Robertson: Assuming full depth of reinforcement, ignoring pile toe depth
Note on X31: Duncan Robertson: Weight of individual pile. Obtained as pile lengths are not all in excess of depth to bottom reinfocement
Note on X40: Duncan Robertson: 8No Zone B piles
Note on AC40: Duncan Robertson: No bending or shear after 30m
Note on AD40: Duncan Robertson: Axial reinforcement
Note on AC54: Duncan Robertson: No bending or shear after 21m
Note on AD54: Duncan Robertson: Axial reinforcement
Note on AC64: Duncan Robertson: No bending or shear after 30m
Note on AD64: Duncan Robertson: Axial reinforcement
Note on AC79: Duncan Robertson: No bending or shear after 21m
Note on AD79: Duncan Robertson: Axial reinforcement
Note on AC89: Duncan Robertson: No bending or shear after 30m
Note on AD89: Duncan Robertson: Axial reinforcement

## Summary (29.09) JCM (hidden)
The following is a summary based on JCM review of IFIR and Rev02 steel design. It is not based on calculation and is not numerically related to rev 03
BAFO design reinforcement rates
Back Piles ( = Zones A, C, E) |  |  |  |  | Front Piles ( = Zones B, D, F)
Depth acting from (m) | Weight of steel (kg/m3) | Weight of steel (kg/m) | Weight of steel (kg) |  | Depth acting from (m) | Weight of steel (kg/m3) | Weight of steel (kg/m) | Weight of steel (kg)
0 | 360 | 407.1504 | 2035.752 |  | 0 | 180 | 203.5752 | 5089.3801
5 | 180 | 203.5752 | 3053.6281 |  | 25 | 0 | 0 | 0
20 | 0 | 0 | 0 |  |  |  |  | 5089.3801 | kg
|  |  | 5089.3801 | kg
[6 empty] | Front Pile Weight (Zones B,D,F) |  |  | Back Pile Weight (Zones A,C,E) |  |  | Total
Unit weight of steel reinforcement |  | 7850 | kg/m3 |  |  | Weight (kg) | % BAFO steel | % IFIR steel | Weight (kg) | % BAFO steel | % IFIR steel | Weight (kg) | % BAFO steel | % IFIR steel
Pile Diameter |  | 1.2 | m |  | BAFO design steel | 127234.5025 | - | - | 127234.5025 | - | - | 254469.0049 | - | -
Toe of Pile (assumed) |  | 37.5715 | m |  | IFIR design steel | #REF! | #REF! | - | #REF! | #REF! | - | #REF! | #REF! | -
Link diameter (+10% lap) |  | 3.6556 | m |  | Design | #REF! | #REF! | #REF! | #REF! | #REF! | #REF! | #REF! | #REF! | #REF! | [10 empty] | All piles avg. length |  | 37.5715
Zone A | [14 empty] | Individual Zone A piles |  |  |  | Number of Zone F Piles |  |  |  | Zone A Pile lengths
[15 empty] | Reference | Weight of steel (kg) |  |  | 8 |  |  |  | Reference | Pile Cut-off Level (mCD) | Envisaged Rockhead Level (mCD) | Minimum Rock Socket Length (mm) | Total length (m)
Depth acting from (m) | Concrete, fck (N/mm2) | Longitudinal Reinforcement | [6 empty] | Shear Reinforcement |  |  |  | Weight of steel (kg/m) | Weight of steel (kg) | WQ-P01 | #REF! | [6 empty] | WQ-P01 | +3.965 | -35.5 | 500 | 39.965
|  | Dia. (mm) | No. |  | Dia. (mm) | No. | Utilisation | Weight of steel (kg/m) | Dia. (mm) | Spacing (mm) | Utilisation | Weight of steel (kg/m) |  |  | WQ-P03 | #REF! |  |  | Reinf per pile |  |  |  | WQ-P03 | +3.965 | -35 | 500 | 39.465
0 | 40 | 40 | 18 | + | 40 | 18 |  | 355.1256 | #REF! | #REF! |  | #REF! | #REF! | #REF! | WQ-P05 | #REF! |  |  | #REF! | kg | #REF! |  | WQ-P05 | +3.965 | -34.5 | 500 | 38.965
3.5 | 40 | 40 | 18 | + | 0 | 0 |  | 177.5628 | 25 | 150 |  | 93.9083 | 271.4711 | 407.2067 | WQ-P07 | #REF! |  |  |  |  | 407.2067 |  | WQ-P07 | +3.965 | -34.5 | 500 | 38.965
5 | 40 | 32 | 18 | + | 25 | 18 |  | 183.0007 | 16 | 300 |  | 19.2324 | 202.2331 | 707.8158 | WQ-P43 | #REF! |  |  |  |  | 707.8158 |  | WQ-P43 | +3.965 | -22 | 1000 | 26.965
8.5 | 40 | 25 | 18 | + | 0 | 0 |  | 69.3605 | 16 | 240 |  | 24.0405 | 93.401 | 915.3298 | WQ-P45 | #REF! |  |  |  |  | 915.3298 |  | WQ-P45 | +3.965 | -22 | 1000 | 26.965
18.3 | 40 | 16 | 18 | + | 0 | 0 |  | 28.4101 | 16 | 300 |  | 19.2324 | 47.6425 | 557.4169 | WQ-P47 | #REF! |  |  |  |  | 128.6347 |  | WQ-P47 | +3.965 | -19 | 1000 | 23.965
30 | 40 | 0 | 0 | + | 0 | 0 |  | 0 | 0 | 300 |  | 0 | 0 | 0 | WQ-P49 | #REF! | [6 empty] | WQ-P49 | +3.965 | -16 | 1000 | 20.965 | 32.0275
[16 empty] | #REF! | = | #REF! | of BAFO design steel |  | #REF! | #REF!
[17 empty] | = | #REF! | of IFIR design steel
Zone B | [22 empty] | Zone B Pile lengths
[23 empty] | Reference | Pile Cut-off Level (mCD) | Envisaged Rockhead Level (mCD) | Minimum Rock Socket Length (mm) | Total length (m)
Depth acting from | Concrete, fck (N/mm2) | Longitudinal Reinforcement | [6 empty] | Shear Reinforcement |  |  |  | Weight of steel (kg/m) | Weight of steel (kg) | Individual Zone B piles |  |  |  | Number of Zone F Piles |  |  |  | WQ-P02 | +3.765 | -35 | 1000 | 39.765
|  | Dia. (mm) | No. |  | Dia. (mm) | No. | Utilisation | Weight of steel (kg/m) | Dia. (mm) | Spacing (mm) | Utilisation | Weight of steel (kg/m) |  |  | Reference | Weight of steel (kg) |  |  | 8 |  |  |  | WQ-P04 | +3.765 | -35 | 1000 | 39.765
0 | 40 | 32 | 18 | + | 0 | 0 |  | 113.6402 | 16 | 300 |  | 19.2324 | 132.8726 | 465.0542 | WQ-P02 | 2547.4451 |  |  |  |  | 465.0542 |  | WQ-P06 | +3.765 | -34.5 | 1000 | 39.265
3.5 | 40 | 32 | 18 | + | 20 | 18 |  | 158.0309 | 16 | 240 |  | 24.0405 | 182.0714 | 182.0714 | WQ-P04 | 2547.4451 |  |  | Reinf per pile |  | 182.0714 |  | WQ-P08 | +3.765 | -34.5 | 1000 | 39.265
4.5 | 40 | 20 | 18 | + | 0 | 0 |  | 44.3907 | 16 | 300 |  | 19.2324 | 63.6231 | 636.2312 | WQ-P06 | 2547.4451 |  |  | 2184.5285 | kg | 636.2312 |  | WQ-P44 | +3.765 | -19 | 1500 | 24.265
14.5 | 40 | 20 | 18 | + | 20 | 18 |  | 88.7814 | 16 | 240 |  | 24.0405 | 112.8219 | 112.8219 | WQ-P08 | 2547.4451 |  |  |  |  | 112.8219 |  | WQ-P46 | +3.765 | -19 | 1500 | 24.265
15.5 | 40 | 20 | 18 | + | 0 | 0 |  | 44.3907 | 16 | 300 |  | 19.2324 | 63.6231 | 159.0578 | WQ-P44 | 1893.0757 |  |  |  |  | 159.0578 |  | WQ-P48 | +3.765 | -17 | 1500 | 22.265
18 | 40 | 20 | 18 | + | 16 | 18 |  | 72.8008 | 16 | 240 |  | 24.0405 | 96.8413 | 77.473 | WQ-P46 | 1893.0757 |  |  |  |  | 77.473 |  | WQ-P50 | +3.765 | -15 | 1500 | 20.265 | 31.14
18.8 | 40 | 16 | 18 | + | 0 | 0 |  | 28.4101 | 16 | 300 |  | 19.2324 | 47.6425 | 587.9081 | WQ-P48 | 1797.7908 |  |  |  |  | 587.9081
38 | 40 | 0 | 0 | + | 0 | 0 |  | 0 | 16 | 300 |  | 19.2324 | 19.2324 | 0 | WQ-P50 | 1702.5058 |  |  |  |  | -153.8594
[16 empty] | 17476.2284 | = | 42.92% | of BAFO design steel |  | 2220.6177 | -2220.6177
[17 empty] | = | 94.51% | of IFIR design steel
Zone C
Zone C Pile lengths
Depth acting from | Concrete, fck (N/mm2) | Longitudinal Reinforcement | [6 empty] | Shear Reinforcement |  |  |  | Weight of steel (kg/m) | Weight of steel (kg) |  | Number of Zone C Piles | [7 empty] | Reference | Pile Cut-off Level (mCD) | Envisaged Rockhead Level (mCD) | Minimum Rock Socket Length (mm) | Total length (m)
|  | Dia. (mm) | No. |  | Dia. (mm) | No. | Utilisation | Weight of steel (kg/m) | Dia. (mm) | Spacing (mm) | Utilisation | Weight of steel (kg/m) |  |  |  | 4 |  |  |  |  | 7723.3837 |  |  | WQ-P09 | +3.965 | -33.5 | 3500 | 40.965
0 | 40 | 40 | 18 | + | 40 | 18 |  | 355.1256 | 25 | 150 |  | 93.9083 | 449.0339 | 7723.3837 | [6 empty] | #REF! |  |  | WQ-P11 | +3.965 | -33 | 3500 | 40.465
4.3 | 40 | 40 | #REF! | + | 0 | 0 |  | #REF! | 25 | 150 |  | 93.9083 | #REF! | #REF! |  | Reinf per pile |  |  |  |  | 1862.6126 |  |  | WQ-P39 | +3.965 | -27 | 3500 | 34.465
6 | 40 | 40 | 18 | + | 32 | 18 |  | 291.203 | 16 | 300 |  | 19.2324 | 310.4354 | 1862.6126 |  | #REF! | kg |  |  |  | 826.0844 |  |  | WQ-P41 | +3.965 | -24.5 | 3500 | 31.965 | 36.965
7.5 | 40 | 32 | 18 | + | 0 | 0 |  | 113.6402 | 16 | 240 |  | 24.0405 | 137.6807 | 826.0844 | [6 empty] | 2657.4525
9 | 40 | 32 | 18 | + | 0 | 0 |  | 113.6402 | 16 | 300 |  | 19.2324 | 132.8726 | 2657.4525 | [6 empty] | 1652.1687
14 | 40 | 32 | 18 | + | 0 | 0 |  | 113.6402 | 16 | 240 |  | 24.0405 | 137.6807 | 1652.1687 | [6 empty] | 2657.4525
17 | 40 | 32 | 18 | + | 0 | 0 |  | 113.6402 | 16 | 300 |  | 19.2324 | 132.8726 | 2657.4525 | [6 empty] | 516.1046
22 | 40 | 32 | 18 | + | 16 | 18 |  | 142.0503 | 16 | 300 |  | 19.2324 | 161.2827 | 516.1046 | [6 empty] | -85.7564
22.8 | 40 | 16 | 18 | + | 0 | 0 |  | 28.4101 | 16 | 300 |  | 19.2324 | 47.6425 | 2699.4224 | [6 empty] | #REF! | #REF!
[14 empty] | #REF! | = | #REF! | of BAFO design steel
[15 empty] | = | #REF! | of IFIR design steel | [6 empty] | Zone D Pile lengths
Zone D | [23 empty] | Reference | Pile Cut-off Level (mCD) | Envisaged Rockhead Level (mCD) | Minimum Rock Socket Length (mm) | Total length (m)
[24 empty] | WQ-P10 | +3.765 | -34 | 4000 | 41.765
Depth acting from | Concrete, fck (N/mm2) | Longitudinal Reinforcement | [6 empty] | Shear Reinforcement |  |  |  | Weight of steel (kg/m) | Weight of steel (kg) |  | Number of Zone D Piles | [7 empty] | WQ-P12 | +3.765 | -33 | 4000 | 40.765
|  | Dia. (mm) | No. |  | Dia. (mm) | No. | Utilisation | Weight of steel (kg/m) | Dia. (mm) | Spacing (mm) | Utilisation | Weight of steel (kg/m) |  |  |  | 4 |  |  |  |  | #REF! |  |  | WQ-P40 | +3.765 | -22.5 | 4000 | 30.265
0 | 40 | 32 | #REF! | + | 0 | 0 |  | #REF! | 16 | 300 |  | 19.2324 | #REF! | #REF! | [6 empty] | 797.2357 |  |  | WQ-P42 | +3.765 | -20.5 | 4000 | 28.265 | 35.265
10.5 | 40 | 32 | 18 | + | 0 | 0 |  | 113.6402 | 16 | 300 |  | 19.2324 | 132.8726 | 797.2357 |  | Reinf per pile |  |  |  |  | 425.1924
12 | 40 | 32 | 18 | + | 0 | 0 |  | 113.6402 | 16 | 300 |  | 19.2324 | 132.8726 | 425.1924 |  | #REF! | kg |  |  |  | -177.1858
12.8 | 40 | 32 | 18 | + | 0 | 0 |  | 113.6402 | 16 | 300 |  | 19.2324 | 132.8726 | 637.7886 | [6 empty] | #REF! | #REF!
14 | 40 | 32 | 18 | + | 20 | 18 |  | 158.0309 | 16 | 300 |  | 19.2324 | 177.2633 | 6381.4798
23 | 40 | 32 | 18 | + | 0 | 0 |  | 113.6402 | 16 | 300 |  | 19.2324 | 132.8726 | 637.7886
24.2 | 40 | 25 | 18 | + | 0 | 0 |  | 69.3605 | 16 | 300 |  | 19.2324 | 88.5929 | 2409.7268
31 | 40 | 25 | 18 | + | 0 | 0 |  | 69.3605 | 16 | 300 |  | 19.2324 | 88.5929 | 354.3716
32 | 40 | 25 | 18 | + | 0 | 0 |  | 69.3605 | 16 | 300 |  | 19.2324 | 88.5929 | 1157.0232
[14 empty] | #REF! | = | #REF! | of BAFO design steel | [6 empty] | Zone E Pile lengths
[15 empty] | = | #REF! | of IFIR design steel | [6 empty] | Reference | Pile Cut-off Level (mCD) | Envisaged Rockhead Level (mCD) | Minimum Rock Socket Length (mm) | Total length (m)
Zone E | [23 empty] | WQ-P13 | +3.965 | -34.5 | 3000 | 41.465
[24 empty] | WQ-P15 | +3.965 | -35 | 3000 | 41.965
Depth acting from | Concrete, fck (N/mm2) | Longitudinal Reinforcement | [6 empty] | Shear Reinforcement |  |  |  | Weight of steel (kg/m) | Weight of steel (kg) |  | Number of Zone E Piles | [7 empty] | WQ-P17 | +3.965 | -35 | 3000 | 41.965
|  | Dia. (mm) | No. |  | Dia. (mm) | No. | Utilisation | Weight of steel (kg/m) | Dia. (mm) | Spacing (mm) | Utilisation | Weight of steel (kg/m) |  |  |  | 13 |  |  |  |  | 13371.4237 |  |  | WQ-P19 | +3.965 | -35.5 | 3000 | 42.465
0 | 40 | 40 | 18 | + | 25 | 18 | #REF! | 246.9233 | 25 | 300 | #REF! | 46.9542 | 293.8774 | 13371.4237 | [6 empty] | 4378.0809 |  |  | WQ-P21 | +3.965 | -36 | 3000 | 42.965
3.5 | 40 | 40 | 18 | + | 0 | 0 | #REF! | 177.5628 | 25 | 300 | #REF! | 46.9542 | 224.517 | 4378.0809 |  | Reinf per pile |  |  |  |  | 2017.8304 |  |  | WQ-P23 | +3.965 | -37 | 3000 | 43.965
5 | 40 | 40 | 18 | + | 32 | 18 | #REF! | 291.203 | 16 | 300 | #REF! | 19.2324 | 310.4354 | 2017.8304 |  | 5570.9262 | kg |  |  |  | 2326.8043 |  |  | WQ-P25 | +3.965 | -37 | 3000 | 43.965
5.5 | 40 | 32 | 18 | + | 0 | 0 | #REF! | 113.6402 | 16 | 240 | #REF! | 24.0405 | 137.6807 | 2326.8043 | [6 empty] | 23073.6005 |  |  | WQ-P27 | +3.965 | -37.5 | 3000 | 44.465
6.8 | 40 | 32 | 18 | + | 32 | 18 | #REF! | 227.2804 | 16 | 300 | #REF! | 19.2324 | 246.5128 | 23073.6005 | [6 empty] | 894.9247 |  |  | WQ-P29 | +3.965 | -37.5 | 3000 | 44.465
14 | 40 | 32 | 18 | + | 0 | 0 | #REF! | 113.6402 | 16 | 240 | #REF! | 24.0405 | 137.6807 | 894.9247 | [6 empty] | 12955.0807 |  |  | WQ-P31 | +3.965 | -35 | 3500 | 42.465
14.5 | 40 | 32 | 18 | + | 0 | 0 | #REF! | 113.6402 | 16 | 300 | #REF! | 19.2324 | 132.8726 | 12955.0807 | [6 empty] | 1677.3398 |  |  | WQ-P33 | +3.965 | -32.5 | 3500 | 39.965
22 | 40 | 32 | 18 | + | 16 | 18 | #REF! | 142.0503 | 16 | 300 |  | 19.2324 | 161.2827 | 1677.3398 | [6 empty] | -85.7564 |  |  | WQ-P35 | +3.965 | -29.5 | 3500 | 36.965
22.8 | 40 | 16 | 18 | + | 0 | 0 | #REF! | 28.4101 | 16 | 300 |  | 19.2324 | 47.6425 | 11726.956 | [6 empty] | 60609.3285 | 11812.7125 |  | WQ-P37 | +3.965 | -28 | 3500 | 35.465 | 41.7342
[14 empty] | 72422.041 | = | 109.5% | of BAFO design steel
[15 empty] | = | 90.42% | of IFIR design steel | [6 empty] | Zone F Pile lengths
Zone F | [23 empty] | Reference | Pile Cut-off Level (mCD) | Envisaged Rockhead Level (mCD) | Minimum Rock Socket Length (mm) | Total length (m)
[24 empty] | WQ-P14 | +3.765 | -33 | 4000 | 40.765
Depth acting from | Concrete, fck (N/mm2) | Longitudinal Reinforcement | [6 empty] | Shear Reinforcement |  |  |  | Weight of steel (kg/m) | Weight of steel (kg) |  | Number of Zone F Piles | [7 empty] | WQ-P16 | +3.765 | -34.5 | 3500 | 41.765
|  | Dia. (mm) | No. |  | Dia. (mm) | No. | Utilisation | Weight of steel (kg/m) | Dia. (mm) | Spacing (mm) | Utilisation | Weight of steel (kg/m) |  |  |  | 13 |  |  |  |  | 12092.9303 |  |  | WQ-P18 | +3.765 | -35 | 3500 | 42.265
0 | 40 | 25 | 18 | + | 0 | 0 | #REF! | 69.3605 | 16 | 300 | #REF! | 19.2324 | 88.5929 | 12092.9303 | [6 empty] | 3080.0907 |  |  | WQ-P20 | +3.765 | -36 | 3500 | 43.265
10.5 | 40 | 25 | 18 | + | 25 | 18 | #REF! | 138.721 | 16 | 300 | #REF! | 19.2324 | 157.9534 | 3080.0907 |  | Reinf per pile |  |  |  |  | 1594.6721 |  |  | WQ-P22 | +3.765 | -36.5 | 3500 | 43.765
12 | 40 | 25 | 18 | + | 0 | 0 | #REF! | 69.3605 | 16 | 300 |  | 19.2324 | 88.5929 | 921.3661 |  | 4966.3066 | kg |  |  |  | 819.4505 |  |  | WQ-P24 | +3.765 | -37.5 | 3500 | 44.765
12.8 | 40 | 25 | 18 | + | 32 | 18 | #REF! | 183.0007 | 16 | 300 |  | 19.2324 | 202.2331 | 3154.8363 | [6 empty] | 17587.1436 | 46974.8421 |  | WQ-P26 | +3.765 | -37 | 3500 | 44.265
14 | 40 | 32 | 18 | + | 20 | 18 | #REF! | 158.0309 | 16 | 300 |  | 19.2324 | 177.2633 | 14517.8665 | [9 empty] | WQ-P28 | +3.765 | -37 | 3500 | 44.265
20.3 | 40 | 32 | 18 | + | 32 | 18 | #REF! | 227.2804 | 16 | 300 |  | 19.2324 | 246.5128 | 4807.0001 | [9 empty] | WQ-P30 | +3.765 | -36 | 3500 | 43.265
21.8 | 40 | 32 | 18 | + | 0 | 0 | #REF! | 113.6402 | 16 | 300 |  | 19.2324 | 132.8726 | 10709.5334 | [9 empty] | WQ-P32 | +3.765 | -35 | 3500 | 42.265
28 | 40 | 32 | 18 | + | 25 | 18 | #REF! | 183.0007 | 16 | 300 |  | 19.2324 | 202.2331 | 3154.8363 | [9 empty] | WQ-P34 | +3.765 | -32.5 | 4000 | 40.265
29.2 | 40 | 25 | 18 | + | 0 | 0 | #REF! | 69.3605 | 16 | 300 |  | 19.2324 | 88.5929 | 7831.612 | [9 empty] | WQ-P36 | +3.765 | -30.5 | 4000 | 38.265
36 | 40 | 25 | 18 | + | 16 | 18 | #REF! | 97.7705 | 16 | 300 |  | 19.2324 | 117.0029 | 1216.8306 | [9 empty] | WQ-P38 | +3.765 | -26 | 4000 | 33.765 | 41.765
36.8 | 40 | 16 | 18 | + | 0 | 0 | #REF! | 28.4101 | 16 | 300 |  | 19.2324 | 47.6425 | 3075.0833
[14 empty] | 64561.9857 | = | 97.58% | of BAFO design steel
[15 empty] | = | #REF! | of IFIR design steel
Total number of WQ piles = |  |  | 50
Total weight of steel in WQ piles = |  |  | #REF! | kg
Note on C16: Duncan Robertson: Conservatively assume 16mm dia link (minimum allowable link) throughout
Note on Q19: Duncan Robertson: Weight of individual pile. Obtained as pile lengths are not all in excess of depth to bottom reinfocement
Note on O20: Duncan Robertson: Assuming full depth of reinforcement, ignoring pile toe depth
Note on K21: Duncan Robertson: At laps max spacing = 240mm, otherwise max spacing = 300mm
Note on A27: Duncan Robertson: 21m if assuming FPS advice, 34m if following Arup document. Reduces the total amount of reinforcement by 1452kg=0.6% of total. Reduced to 30m due to back pile load shedding asumption.
Note on Q28: Duncan Robertson: 8No Zone A piles
Note on AC28: Duncan Robertson: No bending or shear after 21m
Note on AD28: Duncan Robertson: Axial reinforcement
Note on O32: Duncan Robertson: Assuming full depth of reinforcement, ignoring pile toe depth
Note on Q33: Duncan Robertson: Weight of individual pile. Obtained as pile lengths are not all in excess of depth to bottom reinfocement
Note on Q42: Duncan Robertson: 8No Zone B piles
Note on AC42: Duncan Robertson: No bending or shear after 30m
Note on AD42: Duncan Robertson: Axial reinforcement
Note on AC56: Duncan Robertson: No bending or shear after 21m
Note on AD56: Duncan Robertson: Axial reinforcement
Note on AC66: Duncan Robertson: No bending or shear after 30m
Note on AD66: Duncan Robertson: Axial reinforcement
Note on AC86: Duncan Robertson: No bending or shear after 21m
Note on AD86: Duncan Robertson: Axial reinforcement
Note on AC96: Duncan Robertson: No bending or shear after 30m
Note on AD96: Duncan Robertson: Axial reinforcement

## Copy of Summary (07.09) (2) (hidden)
BAFO design reinforcement rates
Back Piles ( = Zones A, C, E) |  |  |  |  | Front Piles ( = Zones B, D, F)
Depth acting from (m) | Weight of steel (kg/m3) | Weight of steel (kg/m) | Weight of steel (kg) |  | Depth acting from (m) | Weight of steel (kg/m3) | Weight of steel (kg/m) | Weight of steel (kg)
0 | 360 | 407.1504 | 2035.752 |  | 0 | 180 | 203.5752 | 5089.3801
5 | 180 | 203.5752 | 3053.6281 |  | 25 | 0 | 0 | 0
20 | 0 | 0 | 0 |  |  |  |  | 5089.3801 | kg
|  |  | 5089.3801 | kg
[6 empty] | Front Pile Weight (Zones B,D,F) |  |  | Back Pile Weight (Zones A,C,E) |  |  | Total
Unit weight of steel reinforcement |  | 7850 | kg/m3 |  |  | Weight (kg) | % BAFO steel | % IFIR steel | Weight (kg) | % BAFO steel | % IFIR steel | Weight (kg) | % BAFO steel | % IFIR steel
Pile Diameter |  | 1.2 | m |  | BAFO design steel | 127234.5025 | - | - | 127234.5025 | - | - | 254469.0049 | - | -
Toe of Pile (assumed) |  | 37.5715 | m |  | IFIR design steel | #REF! | #REF! | - | #REF! | #REF! | - | #REF! | #REF! | -
Link diameter (+10% lap) |  | 3.6556 | m |  | Design | #REF! | #REF! | #REF! | #REF! | #REF! | #REF! | #REF! | #REF! | #REF! | [10 empty] | All piles avg. length |  | 37.5715
Zone A | [14 empty] | Individual Zone A piles |  |  |  | Number of Zone F Piles |  |  |  | Zone A Pile lengths
[15 empty] | Reference | Weight of steel (kg) |  |  | 8 |  |  |  | Reference | Pile Cut-off Level (mCD) | Envisaged Rockhead Level (mCD) | Minimum Rock Socket Length (mm) | Total length (m)
Depth acting from (m) | Concrete, fck (N/mm2) | Longitudinal Reinforcement | [6 empty] | Shear Reinforcement |  |  |  | Weight of steel (kg/m) | Weight of steel (kg) | WQ-P01 | #REF! | [6 empty] | WQ-P01 | +3.965 | -35.5 | 500 | 39.965
|  | Dia. (mm) | No. |  | Dia. (mm) | No. | Utilisation | Weight of steel (kg/m) | Dia. (mm) | Spacing (mm) | Utilisation | Weight of steel (kg/m) |  |  | WQ-P03 | #REF! |  |  | Reinf per pile |  |  |  | WQ-P03 | +3.965 | -35 | 500 | 39.465
0 | 40 | 40 | 18 | + | 32 | 18 | #REF! | 291.203 | #REF! | #REF! | #REF! | #REF! | #REF! | #REF! | WQ-P05 | #REF! |  |  | #REF! | kg | #REF! |  | WQ-P05 | +3.965 | -34.5 | 500 | 38.965
4.3 | 40 | 32 | 18 | + | 0 | 0 | #REF! | 113.6402 | 25 | 150 | #REF! | 93.9083 | 207.5485 | 664.1552 | WQ-P07 | #REF! |  |  |  |  | 664.1552 |  | WQ-P07 | +3.965 | -34.5 | 500 | 38.965
7.5 | 40 | 32 | 18 | + | 25 | 18 | #REF! | 183.0007 | 16 | 300 | #REF! | 19.2324 | 202.2331 | 202.2331 | WQ-P43 | #REF! |  |  |  |  | 202.2331 |  | WQ-P43 | +3.965 | -22 | 1000 | 26.965
8.5 | 40 | 25 | 18 | + | 0 | 0 | #REF! | 69.3605 | 16 | 240 | #REF! | 24.0405 | 93.401 | 915.3298 | WQ-P45 | #REF! |  |  |  |  | 915.3298 |  | WQ-P45 | +3.965 | -22 | 1000 | 26.965
18.3 | 40 | 16 | 18 | + | 0 | 0 | #REF! | 28.4101 | 16 | 300 | #REF! | 19.2324 | 47.6425 | 557.4169 | WQ-P47 | #REF! |  |  |  |  | 128.6347 |  | WQ-P47 | +3.965 | -19 | 1000 | 23.965
30 | 40 | 0 | 0 | + | 0 | 0 |  | 0 | 0 | 300 |  | 0 | 0 | 0 | WQ-P49 | #REF! | [6 empty] | WQ-P49 | +3.965 | -16 | 1000 | 20.965 | 32.0275
[16 empty] | #REF! | = | #REF! | of BAFO design steel |  | #REF! | #REF!
[17 empty] | = | #REF! | of IFIR design steel
Zone B | [22 empty] | Zone B Pile lengths
[23 empty] | Reference | Pile Cut-off Level (mCD) | Envisaged Rockhead Level (mCD) | Minimum Rock Socket Length (mm) | Total length (m)
Depth acting from | Concrete, fck (N/mm2) | Longitudinal Reinforcement | [6 empty] | Shear Reinforcement |  |  |  | Weight of steel (kg/m) | Weight of steel (kg) | Individual Zone B piles |  |  |  | Number of Zone F Piles |  |  |  | WQ-P02 | +3.765 | -35 | 1000 | 39.765
|  | Dia. (mm) | No. |  | Dia. (mm) | No. | Utilisation | Weight of steel (kg/m) | Dia. (mm) | Spacing (mm) | Utilisation | Weight of steel (kg/m) |  |  | Reference | Weight of steel (kg) |  |  | 8 |  |  |  | WQ-P04 | +3.765 | -35 | 1000 | 39.765
0 | 40 | 25 | 18 | + | 0 | 0 | #REF! | 69.3605 | 16 | 300 | #REF! | 19.2324 | 88.5929 | 310.0751 | WQ-P02 | 2348.1863 |  |  |  |  | 310.0751 |  | WQ-P06 | +3.765 | -34.5 | 1000 | 39.265
3.5 | 40 | 25 | 18 | + | 20 | 18 | #REF! | 113.7512 | 16 | 240 | #REF! | 24.0405 | 137.7917 | 137.7917 | WQ-P04 | 2348.1863 |  |  | Reinf per pile |  | 137.7917 |  | WQ-P08 | +3.765 | -34.5 | 1000 | 39.265
4.5 | 40 | 20 | 18 | + | 0 | 0 | #REF! | 44.3907 | 16 | 300 | #REF! | 19.2324 | 63.6231 | 636.2312 | WQ-P06 | 2348.1863 |  |  | 1985.2698 | kg | 636.2312 |  | WQ-P44 | +3.765 | -19 | 1500 | 24.265
14.5 | 40 | 20 | 18 | + | 20 | 18 | #REF! | 88.7814 | 16 | 240 | #REF! | 24.0405 | 112.8219 | 112.8219 | WQ-P08 | 2348.1863 |  |  |  |  | 112.8219 |  | WQ-P46 | +3.765 | -19 | 1500 | 24.265
15.5 | 40 | 20 | 18 | + | 0 | 0 | #REF! | 44.3907 | 16 | 300 | #REF! | 19.2324 | 63.6231 | 159.0578 | WQ-P44 | 1693.817 |  |  |  |  | 159.0578 |  | WQ-P48 | +3.765 | -17 | 1500 | 22.265
18 | 40 | 20 | 18 | + | 16 | 18 | #REF! | 72.8008 | 16 | 240 | #REF! | 24.0405 | 96.8413 | 77.473 | WQ-P46 | 1693.817 |  |  |  |  | 77.473 |  | WQ-P50 | +3.765 | -15 | 1500 | 20.265 | 31.14
18.8 | 40 | 16 | 18 | + | 0 | 0 | #REF! | 28.4101 | 16 | 300 | #REF! | 19.2324 | 47.6425 | 587.9081 | WQ-P48 | 1598.532 |  |  |  |  | 587.9081
38 | 40 | 0 | 0 | + | 0 | 0 | #REF! | 0 | 16 | 300 | #REF! | 19.2324 | 19.2324 | 0 | WQ-P50 | 1503.2471 |  |  |  |  | -153.8594
[16 empty] | 15882.1582 | = | 39.01% | of BAFO design steel |  | 2021.3589 | -2021.3589
[17 empty] | = | 85.89% | of IFIR design steel
Zone C
Zone C Pile lengths
Depth acting from | Concrete, fck (N/mm2) | Longitudinal Reinforcement | [6 empty] | Shear Reinforcement |  |  |  | Weight of steel (kg/m) | Weight of steel (kg) |  | Number of Zone C Piles | [7 empty] | Reference | Pile Cut-off Level (mCD) | Envisaged Rockhead Level (mCD) | Minimum Rock Socket Length (mm) | Total length (m)
|  | Dia. (mm) | No. |  | Dia. (mm) | No. | Utilisation | Weight of steel (kg/m) | Dia. (mm) | Spacing (mm) | Utilisation | Weight of steel (kg/m) |  |  |  | 4 |  |  |  |  | 6623.9147 |  |  | WQ-P09 | +3.965 | -33.5 | 3500 | 40.965
0 | 40 | 40 | 18 | + | 32 | 18 | #REF! | 291.203 | 25 | 150 | #REF! | 93.9083 | 385.1113 | 6623.9147 | [6 empty] | #REF! |  |  | WQ-P11 | +3.965 | -33 | 3500 | 40.465
4.3 | 40 | 40 | #REF! | + | 0 | 0 | #REF! | #REF! | 25 | 150 | #REF! | 93.9083 | #REF! | #REF! |  | Reinf per pile |  |  |  |  | 1862.6126 |  |  | WQ-P39 | +3.965 | -27 | 3500 | 34.465
5 | 40 | 40 | 18 | + | 32 | 18 | #REF! | 291.203 | 16 | 300 | #REF! | 19.2324 | 310.4354 | 1862.6126 |  | #REF! | kg |  |  |  | 165.2169 |  |  | WQ-P41 | +3.965 | -24.5 | 3500 | 31.965 | 36.965
6.5 | 40 | 32 | 18 | + | 0 | 0 | #REF! | 113.6402 | 16 | 240 | #REF! | 24.0405 | 137.6807 | 165.2169 | [6 empty] | 3826.7315
6.8 | 40 | 32 | 18 | + | 0 | 0 | #REF! | 113.6402 | 16 | 300 | #REF! | 19.2324 | 132.8726 | 3826.7315 | [6 empty] | 1652.1687
14 | 40 | 32 | 18 | + | 0 | 0 | #REF! | 113.6402 | 16 | 240 | #REF! | 24.0405 | 137.6807 | 1652.1687 | [6 empty] | 2657.4525
17 | 40 | 32 | 18 | + | 0 | 0 | #REF! | 113.6402 | 16 | 300 | #REF! | 19.2324 | 132.8726 | 2657.4525 | [6 empty] | 516.1046
22 | 40 | 32 | 18 | + | 16 | 18 | #REF! | 142.0503 | 16 | 300 |  | 19.2324 | 161.2827 | 516.1046 | [6 empty] | -85.7564
22.8 | 40 | 16 | 18 | + | 0 | 0 | #REF! | 28.4101 | 16 | 300 |  | 19.2324 | 47.6425 | 2699.4224 | [6 empty] | #REF! | #REF!
[14 empty] | #REF! | = | #REF! | of BAFO design steel
[15 empty] | = | #REF! | of IFIR design steel | [6 empty] | Zone D Pile lengths
Zone D | [23 empty] | Reference | Pile Cut-off Level (mCD) | Envisaged Rockhead Level (mCD) | Minimum Rock Socket Length (mm) | Total length (m)
[24 empty] | WQ-P10 | +3.765 | -34 | 4000 | 41.765
Depth acting from | Concrete, fck (N/mm2) | Longitudinal Reinforcement | [6 empty] | Shear Reinforcement |  |  |  | Weight of steel (kg/m) | Weight of steel (kg) |  | Number of Zone D Piles | [7 empty] | WQ-P12 | +3.765 | -33 | 4000 | 40.765
|  | Dia. (mm) | No. |  | Dia. (mm) | No. | Utilisation | Weight of steel (kg/m) | Dia. (mm) | Spacing (mm) | Utilisation | Weight of steel (kg/m) |  |  |  | 4 |  |  |  |  | #REF! |  |  | WQ-P40 | +3.765 | -22.5 | 4000 | 30.265
0 | 40 | 25 | #REF! | + | 0 | 0 | #REF! | #REF! | 16 | 300 | #REF! | 19.2324 | #REF! | #REF! | [6 empty] | 947.7202 |  |  | WQ-P42 | +3.765 | -20.5 | 4000 | 28.265 | 35.265
10.5 | 40 | 25 | 18 | + | 25 | 18 | #REF! | 138.721 | 16 | 300 | #REF! | 19.2324 | 157.9534 | 947.7202 |  | Reinf per pile |  |  |  |  | 283.4973
12 | 40 | 25 | 18 | + | 0 | 0 | #REF! | 69.3605 | 16 | 300 | #REF! | 19.2324 | 88.5929 | 283.4973 |  | #REF! | kg |  |  |  | -127.2462
12.8 | 40 | 25 | 18 | + | 32 | 18 | #REF! | 183.0007 | 16 | 300 | #REF! | 19.2324 | 202.2331 | 970.7189 | [6 empty] | #REF! | #REF!
14 | 40 | 32 | 18 | + | 0 | 0 | #REF! | 113.6402 | 16 | 300 | #REF! | 19.2324 | 132.8726 | 4783.4144
23 | 40 | 32 | 18 | + | 25 | 18 | #REF! | 183.0007 | 16 | 300 | #REF! | 19.2324 | 202.2331 | 970.7189
24.2 | 40 | 25 | 18 | + | 0 | 0 | #REF! | 69.3605 | 16 | 300 | #REF! | 19.2324 | 88.5929 | 2409.7268
31 | 40 | 25 | 18 | + | 20 | 18 | #REF! | 113.7512 | 16 | 300 | #REF! | 19.2324 | 132.9836 | 531.9344
32 | 40 | 20 | 18 | + | 0 | 0 | #REF! | 44.3907 | 16 | 300 |  | 19.2324 | 63.6231 | 830.918
[14 empty] | #REF! | = | #REF! | of BAFO design steel | [6 empty] | Zone E Pile lengths
[15 empty] | = | #REF! | of IFIR design steel | [6 empty] | Reference | Pile Cut-off Level (mCD) | Envisaged Rockhead Level (mCD) | Minimum Rock Socket Length (mm) | Total length (m)
Zone E | [23 empty] | WQ-P13 | +3.965 | -34.5 | 3000 | 41.465
[24 empty] | WQ-P15 | +3.965 | -35 | 3000 | 41.965
Depth acting from | Concrete, fck (N/mm2) | Longitudinal Reinforcement | [6 empty] | Shear Reinforcement |  |  |  | Weight of steel (kg/m) | Weight of steel (kg) |  | Number of Zone E Piles | [7 empty] | WQ-P17 | +3.965 | -35 | 3000 | 41.965
|  | Dia. (mm) | No. |  | Dia. (mm) | No. | Utilisation | Weight of steel (kg/m) | Dia. (mm) | Spacing (mm) | Utilisation | Weight of steel (kg/m) |  |  |  | 13 |  |  |  |  | 11461.2203 |  |  | WQ-P19 | +3.965 | -35.5 | 3000 | 42.465
0 | 40 | 40 | 18 | + | 25 | 18 | #REF! | 246.9233 | 25 | 300 | #REF! | 46.9542 | 293.8774 | 11461.2203 | [6 empty] | 4378.0809 |  |  | WQ-P21 | +3.965 | -36 | 3000 | 42.965
3 | 40 | 40 | 18 | + | 0 | 0 | #REF! | 177.5628 | 25 | 300 | #REF! | 46.9542 | 224.517 | 4378.0809 |  | Reinf per pile |  |  |  |  | 3460.0243 |  |  | WQ-P23 | +3.965 | -37 | 3000 | 43.965
4.5 | 40 | 40 | 18 | + | 25 | 18 | #REF! | 246.9233 | 16 | 300 | #REF! | 19.2324 | 266.1557 | 3460.0243 |  | 5158.5478 | kg |  |  |  | 1578.4769 |  |  | WQ-P25 | +3.965 | -37 | 3000 | 43.965
5.5 | 40 | 25 | 18 | + | 0 | 0 | #REF! | 69.3605 | 16 | 240 | #REF! | 24.0405 | 93.401 | 1578.4769 | [6 empty] | 18929.018 |  |  | WQ-P27 | +3.965 | -37.5 | 3000 | 44.465
6.8 | 40 | 25 | 18 | + | 32 | 18 | #REF! | 183.0007 | 16 | 300 | #REF! | 19.2324 | 202.2331 | 18929.018 | [6 empty] | 894.9247 |  |  | WQ-P29 | +3.965 | -37.5 | 3000 | 44.465
14 | 40 | 32 | 18 | + | 0 | 0 | #REF! | 113.6402 | 16 | 240 | #REF! | 24.0405 | 137.6807 | 894.9247 | [6 empty] | 12955.0807 |  |  | WQ-P31 | +3.965 | -35 | 3500 | 42.465
14.5 | 40 | 32 | 18 | + | 0 | 0 | #REF! | 113.6402 | 16 | 300 | #REF! | 19.2324 | 132.8726 | 12955.0807 | [6 empty] | 1677.3398 |  |  | WQ-P33 | +3.965 | -32.5 | 3500 | 39.965
22 | 40 | 32 | 18 | + | 16 | 18 | #REF! | 142.0503 | 16 | 300 |  | 19.2324 | 161.2827 | 1677.3398 | [6 empty] | -85.7564 |  |  | WQ-P35 | +3.965 | -29.5 | 3500 | 36.965
22.8 | 40 | 16 | 18 | + | 0 | 0 | #REF! | 28.4101 | 16 | 300 |  | 19.2324 | 47.6425 | 11726.956 | [6 empty] | 55248.4092 | 11812.7125 |  | WQ-P37 | +3.965 | -28 | 3500 | 35.465 | 41.7342
[14 empty] | 67061.1216 | = | 101.4% | of BAFO design steel
[15 empty] | = | 83.73% | of IFIR design steel | [6 empty] | Zone F Pile lengths
Zone F | [23 empty] | Reference | Pile Cut-off Level (mCD) | Envisaged Rockhead Level (mCD) | Minimum Rock Socket Length (mm) | Total length (m)
[24 empty] | WQ-P14 | +3.765 | -33 | 4000 | 40.765
Depth acting from | Concrete, fck (N/mm2) | Longitudinal Reinforcement | [6 empty] | Shear Reinforcement |  |  |  | Weight of steel (kg/m) | Weight of steel (kg) |  | Number of Zone F Piles | [7 empty] | WQ-P16 | +3.765 | -34.5 | 3500 | 41.765
|  | Dia. (mm) | No. |  | Dia. (mm) | No. | Utilisation | Weight of steel (kg/m) | Dia. (mm) | Spacing (mm) | Utilisation | Weight of steel (kg/m) |  |  |  | 13 |  |  |  |  | 12092.9303 |  |  | WQ-P18 | +3.765 | -35 | 3500 | 42.265
0 | 40 | 25 | 18 | + | 0 | 0 | #REF! | 69.3605 | 16 | 300 | #REF! | 19.2324 | 88.5929 | 12092.9303 | [6 empty] | 3080.0907 |  |  | WQ-P20 | +3.765 | -36 | 3500 | 43.265
10.5 | 40 | 25 | 18 | + | 25 | 18 | #REF! | 138.721 | 16 | 300 | #REF! | 19.2324 | 157.9534 | 3080.0907 |  | Reinf per pile |  |  |  |  | 1594.6721 |  |  | WQ-P22 | +3.765 | -36.5 | 3500 | 43.765
12 | 40 | 25 | 18 | + | 0 | 0 | #REF! | 69.3605 | 16 | 300 |  | 19.2324 | 88.5929 | 921.3661 |  | 4686.6452 | kg |  |  |  | 819.4505 |  |  | WQ-P24 | +3.765 | -37.5 | 3500 | 44.765
12.8 | 40 | 25 | 18 | + | 32 | 18 | #REF! | 183.0007 | 16 | 300 |  | 19.2324 | 202.2331 | 3154.8363 | [6 empty] | 17587.1436 | 43339.2434 |  | WQ-P26 | +3.765 | -37 | 3500 | 44.265
14 | 40 | 32 | 18 | + | 0 | 0 | #REF! | 113.6402 | 16 | 300 |  | 19.2324 | 132.8726 | 10882.2678 | [9 empty] | WQ-P28 | +3.765 | -37 | 3500 | 44.265
20.3 | 40 | 32 | 18 | + | 32 | 18 | #REF! | 227.2804 | 16 | 300 |  | 19.2324 | 246.5128 | 4807.0001 | [9 empty] | WQ-P30 | +3.765 | -36 | 3500 | 43.265
21.8 | 40 | 32 | 18 | + | 0 | 0 | #REF! | 113.6402 | 16 | 300 |  | 19.2324 | 132.8726 | 10709.5334 | [9 empty] | WQ-P32 | +3.765 | -35 | 3500 | 42.265
28 | 40 | 32 | 18 | + | 25 | 18 | #REF! | 183.0007 | 16 | 300 |  | 19.2324 | 202.2331 | 3154.8363 | [9 empty] | WQ-P34 | +3.765 | -32.5 | 4000 | 40.265
29.2 | 40 | 25 | 18 | + | 0 | 0 | #REF! | 69.3605 | 16 | 300 |  | 19.2324 | 88.5929 | 7831.612 | [9 empty] | WQ-P36 | +3.765 | -30.5 | 4000 | 38.265
36 | 40 | 25 | 18 | + | 16 | 18 | #REF! | 97.7705 | 16 | 300 |  | 19.2324 | 117.0029 | 1216.8306 | [9 empty] | WQ-P38 | +3.765 | -26 | 4000 | 33.765 | 41.765
36.8 | 40 | 16 | 18 | + | 0 | 0 | #REF! | 28.4101 | 16 | 300 |  | 19.2324 | 47.6425 | 3075.0833
[14 empty] | 60926.387 | = | 92.09% | of BAFO design steel
[15 empty] | = | #REF! | of IFIR design steel
Total number of WQ piles = |  |  | 50
Total weight of steel in WQ piles = |  |  | #REF! | kg
Note on C14: Duncan Robertson: Conservatively assume 16mm dia link (minimum allowable link) throughout
Note on Q17: Duncan Robertson: Weight of individual pile. Obtained as pile lengths are not all in excess of depth to bottom reinfocement
Note on O18: Duncan Robertson: Assuming full depth of reinforcement, ignoring pile toe depth
Note on K19: Duncan Robertson: At laps max spacing = 240mm, otherwise max spacing = 300mm
Note on A25: Duncan Robertson: 21m if assuming FPS advice, 34m if following Arup document. Reduces the total amount of reinforcement by 1452kg=0.6% of total. Reduced to 30m due to back pile load shedding asumption.
Note on Q26: Duncan Robertson: 8No Zone A piles
Note on AC26: Duncan Robertson: No bending or shear after 21m
Note on AD26: Duncan Robertson: Axial reinforcement
Note on O30: Duncan Robertson: Assuming full depth of reinforcement, ignoring pile toe depth
Note on Q31: Duncan Robertson: Weight of individual pile. Obtained as pile lengths are not all in excess of depth to bottom reinfocement
Note on Q40: Duncan Robertson: 8No Zone B piles
Note on AC40: Duncan Robertson: No bending or shear after 30m
Note on AD40: Duncan Robertson: Axial reinforcement
Note on AC54: Duncan Robertson: No bending or shear after 21m
Note on AD54: Duncan Robertson: Axial reinforcement
Note on AC64: Duncan Robertson: No bending or shear after 30m
Note on AD64: Duncan Robertson: Axial reinforcement
Note on AC84: Duncan Robertson: No bending or shear after 21m
Note on AD84: Duncan Robertson: Axial reinforcement
Note on AC94: Duncan Robertson: No bending or shear after 30m
Note on AD94: Duncan Robertson: Axial reinforcement